## ALVEO
Project | : | Vertis North Sales Pavilion
Location | : | Edsa, North Triangle, Brgy. Bagong Pag-asa Quezon City
Subject | : | Bill of Quantities
Date | :
ITEM |  | DESCRIPTION | KCI QTY | QTY | UNIT | UNIT RATE |  |  | GROSS AMOUNT
[6 empty] | MATERIAL | LABOR | UNIT TOTAL
ARCHITECTURAL WORKS
I | FLOOR FINISHES
| 1 | FF-01 600x600mm non-skid Homogenous Tiles | 501.6 | 532 | sq. m |  |  | 0 | 0
| 2 | FF-02 450x450mm Homogenous Vinyl tiles Carpet finish | 251 | 250 | sq. m |  |  | 0 | 0
| 3 | FF-03 300x300mm non-skid Ceramic tiles | 28.2 | 28 | sq. m |  |  | 0 | 0
| 4 | FF-04 400x200mm non-skid Porcelain tiles (Accent) | 16 | 16 | sq. m |  |  | 0 | 0 | 1305
| 5 | FF-04a 600x200mm non-skid Porcelain tiles (Field) | 19.75 | 24 | sq. m |  |  | 0 | 0
| 6 | FF-05 Plain cement | 45 | 49 | sq. m |  |  | 0 | 0
| 7 | FF-06 Concrete Pavers | 0 | 0 | sq. m |  |  | 0 | 0
| 8 | By Others (lobby, SLMG area, exhibit, video room, | 320 | 320 | sq. m |  |  | N/A | N/A
hallway and bedroom units)
II | WALL FINISHES
| 1 | WF- 600mm x 200mm Non-skid Porcelain Tiles (Accent) | 16.22 |  | sq.m
| 2 | WF- 600mm x 200mm Non-skid Porcelain Tiles (Field) | 44.33 |  | sq.m
| 3 | Paint Finish interior (color to be verify) | 1750 |  | sq.m
| 4 | Paint Finish exterior (color to be verify) | 565 |  | sq.m
III | CEILING FINISHES
| 1 | CF-1 12mm thk. Gypsum Board on Metal Furring | 269 |  | sq.m
Painted finish (color to be verify)
| 2 | CF-2 12mm thk. Moisture Resistant Gypsum Board | 36.7 |  | sq.m
on Metal Furring Painted Finish (color to be verify)
| 3 | CF-3 6mm thk. Fiber Cement Board on Metal Furring | 60.98 |  | sq.m
Painted finish (color to be verify)
| 4 | CF4- 20mm thk x 600mm x 600mm Acoustic Ceiling | 252 |  | sq.m
Board on Oven-baked T-runners
| 5 | CF5- Exposed Slab | 71.1 |  | sq.m
| 6 | Covelight on Gypsum Board on Metal Furring | 61.7 |  | lm
Painted finish (color to be verify)
| 7 | Others (Bedroom Units excluded) | 152.9 |  | sq.m
IV | DOORS
| a. | D1- 2400x2000mm - Double Swing glass door & 12mm thk. | 3 | 3 | sets |  |  | 0 | 0
clear Tempered glass door on Aluminum frame
Powder coated
| b. | D2- 2400x2050mm - Double Swing glass door & 12mm thk. | 1 | 1 | set |  |  | 0 | 0
clear Tempered glass door on Aluminum frame
Powder coated
| c. | D3- 2100x900mm - 45mm thk. Hollow Core HDF door | 2 | 2 | sets |  |  | 0 | 0
| d. | D4- 2100x800mm - 45mm thk. Hollow Core HDF door | 4 | 4 | sets |  |  | 0 | 0
| e. | D5- 2100x750mm - 45mm thk. Hollow Core HDF door w/ | 7 | 7 | sets |  |  | 0 | 0
Wooden Louver
| f. | D6- 2100x900mm - 45mm thk. Hollow Core HDF door w/ | 1 | 1 | set |  |  | 0 | 0
Wooden Louver
| g. | D7- 2100x500mm - 45mm thk. Hollow Core HDF door w/ | 2 | 2 | sets |  |  | 0 | 0
Wooden Louver
| h. | D8- 2100x900mm - 18 GA. Cold rolled, hot dipped | 3 | 3 | sets |  |  | 0 | 0
Galvanized Steel w/ Rockwool infill
| i. | D9- 2400x900mm - 18 GA. Cold rolled, hot dipped | 1 | 1 | set |  |  | 0 | 0
Galvanized Steel w/ Rockwool infill
V | WINDOWS
| a. | W1- 6800x4555mm - (Fixed window) 10mm thk. Clear |  | 1 | set |  |  | 0 | 0
tempered glass on Aluminum frame Powder coated finish
| b. | W2- (Fixed window) 10mm thk. Clear tempered glass |  | 1 | set |  |  | 0 | 0
on Aluminum frame Powder coated finish
| c. | W3- (Fixed window) 10mm thk. Clear tempered glass |  | 1 | set |  |  | 0 | 0
on Aluminum frame Powder coated finish
| d. | W4- (Fixed window) 10mm thk. Clear tempered glass |  | 1 | set |  |  | 0 | 0
on Aluminum frame Powder coated finish
| e. | W5- 600x2750mm - (Awning window) 6mm thk., Annealed |  | 2 | sets |  |  | 0 | 0
glass on Aluminum frame Powder coated finish
| f. | W6- 600x3550mm - (Awning window) 6mm thk., Annealed |  | 2 | sets |  |  | 0 | 0
glass on Aluminum frame Powder coated finish
| g. | W7- 600x1800mm - (Awning window) 6mm thk., Annealed |  | 4 | sets |  |  | 0 | 0
glass on Aluminum frame Powder coated finish
| h. | W8- 600x900mm - (Awning window) 6mm thk., Annealed |  | 1 | set |  |  | 0 | 0
glass on Aluminum frame Powder coated finish
| i. | W9- 8510x2400mm - (Fixed window) 10mm thk. Clear |  | 1 | set |  |  | 0 | 0
tempered glass on Aluminum frame Powder coated finish
| j. | W10- (Fixed window) 10mm thk. Clear tempered glass |  | 1 | set |  |  | 0 | 0
on Aluminum frame Powder coated finish
| k. | W11- 2400x900mm - (Awning type window w/ Fixed glass) |  | 24 | sets |  |  | 0 | 0
10mm thk. clear float tempered glass on Aluminum
frame Powder coated finish
| l. | W12- 2400x1200mm - (Awning type window w/ Fixed glass) |  | 1 | set |  |  | 0 | 0
10mm thk. clear float tempered glass on Aluminum
frame Powder coated finish
| m. | W13- 2400x6700mm - (Fixed window) 10mm thk. Clear float |  | 1 | set |  |  | 0 | 0
tempered glass on Aluminum frame Powder coated finish
| n. | W14- 2400x9000mm - (Fixed window) 10mm thk. Clear float |  | 1 | set |  |  | 0 | 0
tempered glass on Aluminum frame Powder coated finish
| o. | W15- 2400x6900mm - (Fixed window) 10mm thk. Clear float |  | 1 | set |  |  | 0 | 0
tempered glass on Aluminum frame Powder coated finish
| p. | W16- 2400x3660mm - (Fixed window) 10mm thk. Clear float |  | 1 | set |  |  | 0 | 0
tempered glass on Aluminum frame Powder coated finish
PAINTING WORKS
EXTERIOR WALLS
| a. | Front Elevation |  | 108.9481 | sq. m |  |  | 0 | 0
| b. | Rear Elevation |  | 129.977 | sq. m |  |  | 0 | 0
| c. | Left Elevation |  | 110.9792 | sq. m |  |  | 0 | 0
| d. | Right Elevation |  | 214.7171 | sq. m |  |  | 0 | 0
INTERIOR WALLS
| a. | Ground Floor |  | 858.23 | sq. m |  |  | 0 | 0
| b. | Second Floor |  | 668.46 | sq. m |  |  | 0 | 0
| c. | Roof Deck |  | 223.74 | sq. m |  |  | 0 | 0
PLUMBING FIXTURE
[8 empty] | 0 | 0
[8 empty] | 0 | 0
[8 empty] | 0 | 0
| SUBTOTAL (FINISHING WORKS) | [7 empty] | 0
TOTAL STRUCTURAL WORKS | [8 empty] | #REF!
TOTAL MEPF WORKS | [8 empty] | #REF!
TOTAL CONSTRUCTION COST | [8 empty] | #REF!
Prepared by:
For KONSTRUKTURA
Engr. Gerald Borja
Engineering

## alveo_final
Project | : | Vertis North Sales Pavilion
Location | : | Edsa, North Triangle, Brgy. Bagong Pag-asa Quezon City
Subject | : | Bill of Quantities
Date | :
ITEM |  | DESCRIPTION | KCI QTY | QTY | UNIT | UM | TM | UL | TL | DC | UNIT RATE |  |  |  | GROSS AMOUNT
[11 empty] | MATERIAL | TOTAL | LABOR | TOTAL
ARCHITECTURAL WORKS
I | FLOOR FINISHES
| a. | FF-01 600x600mm non-skid Homogenous Tiles (TAICERA G68428 bush hammer grey) | 494.8 | 497 | sq. m | 845.4717 | 420199.434 | 145 | 72065 | 492264.434 | 1175.3003 | 584124.2317 | 201.5662 | 100178.4138 | 684302.6455
| b. | FF-02 450x450mm Vinyl tiles Carpet finish (HANWHA GT-C9710) | 262 | 264 | sq. m | 848.9922 | 224133.9535 | 78 | 20592 | 244725.9535 | 1180.1942 | 311571.275 | 108.4287 | 28625.1842 | 340196.4591
| c. | FF-03 300x300mm non-skid Ceramic tiles (TAICERA G38529 Rustik DK Grey) | 23.6 | 25 | sq. m | 799.434 | 19985.8491 | 120 | 3000 | 22985.8491 | 1111.3027 | 27782.5665 | 166.8134 | 4170.3357 | 31952.9022
| d. | FF-04 400x200mm non-skid Porcelain tiles (Accent) | 12 | 14 | sq. m | 1281.3208 | 17938.4906 | 156 | 2184 | 20122.4906 | 1781.1792 | 24936.5091 | 216.8575 | 3036.0044 | 27972.5135 | 1305
| e. | FF-04a 600x200mm non-skid Porcelain tiles (Field) COTTO Cement Wood City Lt. Grey | 28.5 | 30 | sq. m | 1293.5849 | 38807.5472 | 153 | 4590 | 43397.5472 | 1798.2278 | 53946.833 | 212.6871 | 6380.6136 | 60327.4466
| f. | FF-05 Plain cement | 45.86 | 47 | sq. m |  | 0 |  | 0 | 0 | 0 | 0 | 0 | 0 | INCLUDED
| g. | FF-06 600x600mm Homogenous Tiles Lapatto Finish | 238.71 | 241 | sq. m |  | 0 |  | 0 | 0 | 0 | 0 | 0 | 0 | 0
| h. | Floor finish @ model units and video room | 173.29 | 175 | sq. m |  | 0 |  | 0 | 0 | 0 | 0 | 0 | 0 | BY OTHERS
|  | SUBTOTAL FOR ITEM I |  |  |  |  | 721065.2742 |  | 102431 | 823496.2742 |  |  |  |  | 1144751.9669
II | WALL FINISHES
| a. | WF- 600mm x 200mm Non-skid Porcelain Tiles (Accent) | 16.22 | 17 | sq.m | 1177.3113 | 20014.2925 |  | 0 | 20014.2925 | 1636.5945 | 27822.106 | 0 | 0 | 27822.106
| b. | WF- 600mm x 200mm Non-skid Porcelain Tiles (Field) | 44.33 | 45 | sq.m |  | 0 |  | 0 | 0 | 0 | 0 | 0 | 0 | 0
| c. | Paint Finish interior (color to be verify) | 1750 |  | sq.m |  | 0 |  | 0 | 0 | 0 | 0 | 0 | 0 | 0
| d. | Plain Cement Plaster, Painted Finish (color to be verify) | 565 |  | sq.m |  | 0 |  | 0 | 0 | 0 | 0 | 0 | 0 | 0
| e. | Others (model units)
|  | SUBTOTAL FOR ITEM II |  |  |  |  | 20014.2925 |  | 0 | 20014.2925 |  |  |  |  | 27822.106
III | CEILING FINISHES
| a. | CF-1 12mm thk. Gypsum Board on Metal Furring | 269 |  | sq.m |  | 0 |  | 0 | 0 | 0 | 0 | 0
on Latex Flat Painted Finish
| b. | CF-2 12mm thk. Moisture Resistant Gypsum Board | 36.7 |  | sq.m |  | 0 |  | 0 | 0 | 0 | 0 | 0
on Metal Furring on Latex Flat Painted Finish
| c. | CF-3 6mm thk. Fiber Cement Board on Metal Furring | 60.98 |  | sq.m |  | 0 |  | 0 | 0 | 0 | 0 | 0
on Latex Flat Painted Finish
| d. | CF4- 20mm thk x 600mm x 600mm Acoustic Ceiling | 252 |  | sq.m |  | 0 |  | 0 | 0 | 0 | 0 | 0
|  | Board on Oven-baked T-runners | [14 empty] | "FFD-04" TILE INSTALLATION (per sq m) |  |  | unit | kci qty | qty | um | tm | ul | tl
| e. | CF5- Exposed Slab (Plain Cement Plastered Finish) | 71.1 |  | sq.m |  | 0 |  | 0 | 0 | 0 | 0 | 0 |  |  |  | 400mmx200mm tiles |  |  | pc | 12.5 | 13 | 92.4528 | 1201.8868 | 12 | 156
| f. | Covelight on Gypsum Board on Metal Furring | 61.7 |  | lm |  | 0 |  | 0 | 0 | 0 | 0 | 0 |  |  |  | tile adhesive |  |  | bag | 0.25 | 0.25 | 268.8679 | 67.217 |  | 0
|  | Painted finish (color to be verify) | [14 empty] | tile grout |  |  | kg | 0.25 | 0.35 | 34.9057 | 12.217 |  | 0
| g. | Others (Bedroom Units excluded) | 152.9 |  | sq.m |  | 0 |  | 0 | 0 | 0 | 0 | 0 |  |  |  | mortar (topping) included @ other item |  |  | sq m | 1 | 1 | 0 | 0 |  | 0
|  | SUBTOTAL FOR ITEM III |  |  |  |  | 0 |  | 0 | 0 |  |  |  |  | 0 | [8 empty] | 1281.3208 |  | 156
IV | DOORS | [15 empty] | "FF-04a" TILE INSTALLATION (per sq m) |  |  | unit | kci qty | qty | um | tm | ul | tl
| a. | D1- 2400x2000mm - Double Swing glass door & 12mm thk. | 3 | 3 | sets |  | 0 |  | 0 |  |  |  |  | 50000 | 150000 |  | 600mmx200mm tiles |  |  | pc | 8.33 | 9 | 134.9057 | 1214.1509 | 17 | 153
|  | clear Tempered glass door on Aluminum frame | [14 empty] | tile adhesive |  |  | bag | 0.25 | 0.25 | 268.8679 | 67.217 |  | 0
|  | Powder coated | [14 empty] | tile grout |  |  | kg | 0.25 | 0.35 | 34.9057 | 12.217 |  | 0
| b. | D2- 2400x2050mm - Double Swing glass door & 12mm thk. | 1 | 1 | set |  | 0 |  | 0 |  |  |  |  | 50000 | 50000 |  | mortar (topping) included @ other item |  |  | sq m | 1 | 1 | 0 | 0 |  | 0
|  | clear Tempered glass door on Aluminum frame | [21 empty] | 1293.5849 |  | 153
Powder coated
| c. | D3- 2100x900mm - 45mm thk. Hollow Core HDF door | 2 | 2 | sets |  | 0 |  | 0 |  |  |  |  | 0 | 0 |  | "FF-01" TILE INSTALLATION (per sq m) |  |  | unit | kci qty | qty | um | tm | ul | tl
| d. | D4- 2100x800mm - 45mm thk. Hollow Core HDF door | 4 | 4 | sets |  | 0 |  | 0 |  |  |  | 45341.5 | 0 | 0 |  | 600mmx600mm tiles |  |  | pc | 2.77 | 2.9 | 264.1509 | 766.0377 | 50 | 145
| e. | D5- 2100x750mm - 45mm thk. Hollow Core HDF door w/ | 7 | 7 | sets |  | 0 |  | 0 |  |  |  |  | 0 | 0 |  | tile adhesive |  |  | bag | 0.25 | 0.25 | 268.8679 | 67.217 |  | 0
|  | Wooden Louver | [14 empty] | tile grout |  |  | kg | 0.25 | 0.35 | 34.9057 | 12.217 |  | 0
| f. | D6- 2100x900mm - 45mm thk. Hollow Core HDF door w/ | 1 | 1 | set |  | 0 |  | 0 |  |  |  |  | 0 | 0 |  | mortar (topping) included @ other item |  |  | sq m | 1 | 1 | 0 | 0 |  | 0
|  | Wooden Louver | [21 empty] | 845.4717 |  | 145
| g. | D7- 2100x500mm - 45mm thk. Hollow Core HDF door w/ | 2 | 2 | sets |  | 0 |  | 0 |  |  |  |  | 0 | 0
|  | Wooden Louver | [14 empty] | "FF-03" TILE INSTALLATION (per sq m) |  |  | unit | kci qty | qty | um | tm | ul | tl
| h. | D8- 2100x900mm - 18 GA. Cold rolled, hot dipped | 3 | 3 | sets |  | 0 |  | 0 |  |  |  |  | 0 | 0 |  | 300mmx300mm tiles |  |  | pc | 11.11 | 12 | 60 | 720 | 10 | 120
|  | Galvanized Steel w/ Rockwool infill | [14 empty] | tile adhesive |  |  | bag | 0.25 | 0.25 | 268.8679 | 67.217 |  | 0
| i. | D9- 2400x900mm - 18 GA. Cold rolled, hot dipped | 1 | 1 | set |  | 0 |  | 0 |  |  |  |  | 0 | 0 |  | tile grout |  |  | kg | 0.25 | 0.35 | 34.9057 | 12.217 |  | 0
|  | Galvanized Steel w/ Rockwool infill | [14 empty] | mortar (topping) included @ other item |  |  | sq m | 1 | 1 | 0 | 0 | 0 | 0
|  | SUBTOTAL FOR ITEM IV |  |  |  |  | 0 |  | 0 | 0 |  |  |  |  | 200000 |  | mortar |  |  | sq m | 1 | 1 | 0 | 0 | 0 | 0
[24 empty] | 799.434 |  | 120
V | WINDOWS
| a. | W1- 6800x4555mm - (Fixed window) 10mm thk. Clear | 1 | 1 | set |  | 0 |  | 0 | 278766 |  |  |  | 278766 | 278766
tempered glass on Aluminum frame Powder coated finish
| b. | W2- (Fixed window) 10mm thk. Clear tempered glass | 1 | 1 | set |  | 0 |  | 0 | 120446.9 |  |  |  | 120446.9 | 120446.9
on Aluminum frame Powder coated finish
| c. | W3- (Fixed window) 10mm thk. Clear tempered glass | 1 | 1 | set |  | 0 |  | 0 | 95427.5 |  |  |  | 95427.5 | 95427.5 |  | "FF-02" VINYL TILE INSTALLATION (per sq m) |  |  | unit | kci qty | qty | um | tm | ul | tl
|  | on Aluminum frame Powder coated finish | [14 empty] | 3.0mmx450mmx450mm vinyl tiles |  |  | pc | 4.93 | 5.2 | 158.1395 | 822.3256 | 15 | 78
| d. | W4- (Fixed window) 10mm thk. Clear tempered glass | 1 | 1 | set |  | 0 |  | 0 | 45341.5 |  |  |  | 45341.5 | 45341.5 |  | adhesive |  |  | gallon | 0.0493 | 0.05 | 533.3333 | 26.6667 |  | 0
|  | on Aluminum frame Powder coated finish | [14 empty] | mortar (topping) included @ other item |  |  | sq m | 1 | 1 | 0 | 0 | 0 | 0
| e. | W5- 600x2750mm - (Awning window) 6mm thk., Annealed | 2 | 2 | sets |  | 0 |  | 0 |  |  |  |  | 0 | 0 | [8 empty] | 848.9922 |  | 78
glass on Aluminum frame Powder coated finish
| f. | W6- 600x3550mm - (Awning window) 6mm thk., Annealed | 2 | 2 | sets |  | 0 |  | 0 |  |  |  |  | 0 | 0
|  | glass on Aluminum frame Powder coated finish | [14 empty] | Wall TILE INSTALLATION (per sq m) |  |  | unit | kci qty | qty | um | tm | ul | tl
| g. | W7- 600x1800mm - (Awning window) 6mm thk., Annealed | 4 | 4 | sets |  | 0 |  | 0 |  |  |  |  | 0 | 0 |  | 600mmx200mm tiles Accent |  |  | pc | 8.33 | 9 | 122.6415 | 1103.7736 | 17.5 | 157.5
|  | glass on Aluminum frame Powder coated finish | [14 empty] | tile adhesive |  |  | bag | 0.25 | 0.25 | 245.283 | 61.3208 |  | 0
| h. | W8- 600x900mm - (Awning window) 6mm thk., Annealed | 1 | 1 | set |  | 0 |  | 0 |  |  |  |  | 0 | 0 |  | tile grout |  |  | kg | 0.25 | 0.35 | 34.9057 | 12.217 |  | 0
|  | glass on Aluminum frame Powder coated finish | [14 empty] | mortar (topping) included @ other item |  |  | sq m | 1 | 1 | 0 | 0 |  | 0
| i. | W9- 8510x2400mm - (Fixed window) 10mm thk. Clear | 1 | 1 | set |  | 0 |  | 0 | 183816 |  |  |  | 183816 | 183816 | [8 empty] | 1177.3113 |  | 157.5
tempered glass on Aluminum frame Powder coated finish
| j. | W10- (Fixed window) 10mm thk. Clear tempered glass | 1 | 1 | set |  | 0 |  | 0 | 200214 |  |  |  | 200214 | 200214
on Aluminum frame Powder coated finish
| k. | W11- 2400x900mm - (Awning type window w/ Fixed glass) | 24 | 24 | sets |  | 0 |  | 0 | 18360 |  |  |  | 18360 | 440640
|  | 10mm thk. clear float tempered glass on Aluminum | [14 empty] | Plastering (20mm thk)
|  | frame Powder coated finish | [16 empty] | UNIT | KCI QTY | QTY | UM | TM | UL | TL | 0
| l. | W12- 2400x1200mm - (Awning type window w/ Fixed glass) | 1 | 1 | set |  | 0 |  | 0 | 24480 |  |  |  | 24480 | 24480 |  | cement |  | bag | 0.38 | 0.4 | 219.0476 | 87.619 |  | 0
|  | 10mm thk. clear float tempered glass on Aluminum | [14 empty] | sand |  | cu.m | 0.02 | 0.025 | 850 | 21.25 |  | 0
|  | frame Powder coated finish | [20 empty] | 108.869 |  | 110
| m. | W13- 2400x6700mm - (Fixed window) 10mm thk. Clear float | 1 | 1 | set |  | 0 |  | 0 | 78960 |  |  |  | 78960 | 78960
|  | tempered glass on Aluminum frame Brown Powder coated finish | [14 empty] | PEBBLES(per sq m) |  | unit | kci qty | qty | um | tm | ul | tl
| n. | W14- 2400x9000mm - (Fixed window) 10mm thk. Clear float | 1 | 1 | set |  | 0 |  | 0 | 151200 |  |  |  | 151200 | 151200 |  |  | sand | cu m | 0.008 | 0.01 | 1000 | 10 | 600 | 6
|  | tempered glass on Aluminum frame Brown Powder coated finish | [15 empty] | cement | bag | 0.144 | 0.17 | 213.9535 | 36.3721 | 150 | 25.5
| o. | W15- 2400x6900mm - (Fixed window) 10mm thk. Clear float | 1 | 1 | set |  | 0 |  | 0 | 80640 |  |  |  | 80640 | 80640 |  |  | pebbles | bag | 5 | 5 | 47.619 | 238.0952 | 20 | 100
|  | tempered glass on Aluminum frame Brown Powder coated finish | [20 empty] | 284.4673 |  | 131.5
| p. | W16- 2400x3660mm - (Fixed window) 10mm thk. Clear float | 1 | 1 | set |  | 0 |  | 0 | 61488 |  |  |  | 61488 | 61488
tempered glass on Aluminum frame Brown Powder coated finish
|  | SUBTOTAL FOR ITEM V |  |  |  |  | 0 |  | 0 | 1339139.9 |  |  |  |  | 1761419.9
HARDWARES
| a. | Mortise Leverset in Satin Finish or approved equal | 6 |  | sets |  | 0 |  | 0
| b. | 1 1/2 pairs 3 1/2" x 3 1/2" x 0.13 standard weight and |  |  | sets |  | 0 |  | 0
standard duty 2-ball bearing hinges non removable
in satin finish
| c. | Panic Hardware |  |  | sets |  | 0 |  | 0
| d. | Koyo Ball Bearing S/S Hinges |  |  | sets |  | 0 |  | 0
| e. | Aluminum Threshold |  |  | lm |  | 0 |  | 0
| f. | Brass nosing |  |  | lm |  | 0 |  | 0
|  | SUBTOTAL FOR ITEM VI |  |  |  |  | 0 |  | 0 | 0 |  |  |  |  | 0
MISCELLANEOUS
| a. | Non-slip Aluminum Stair Nosing | 76.8 |  | lm |  | 0 |  | 0
| b. | 38mm x 38mm Non-slip Angle bar Nosing | 56.4 |  | lm |  | 0 |  | 0 | [7 empty] | Ramp railing |  | unit | kci qty | qty | um | tm | ul | tl
| c. | 6mm x 38mm x38mm Brass Threaded Nosing welded to | 7.83 |  | lm |  | 0 |  | 0 | [7 empty] | 38mm dia. B.I pipe |  | lm | 26 | 30 | 224.2991 | 6728.972 | 150 | 4500
|  | 10mmØ anchor | [14 empty] | 6mm thk steel plate w/ 50mm long bar |  | pcs | 10 | 10 | 150 | 1500 | 65 | 650
| d. | Signage | N/A |  |  |  | 0 |  | 0 | [5 empty] | by owner |  | 6mm thk steel plate w/ 12mmØ 75mm long bar |  | pcs | 10 | 10 | 180 | 1800 | 70 | 700
| e. | Green Wall | N/A |  |  |  | 0 |  | 0 | [5 empty] | by owner |  | plain cement w/ 10mmx10mm reveal |  | sq.m | 5.4 | 6 | 120 | 720 | 135 | 810
|  | Exhaust S/S Cowl | [14 empty] | automotive lacquer paint |  | lm | 26 | 30 | 80 | 2400 | 80 | 2400
|  | SUBTOTAL FOR ITEM VII |  |  |  |  | 0 |  | 0 | 0 |  |  |  |  | 0 |  | concrete |  | cu.m | 0.81 | 1 | 3428.5714 | 3428.5714 | 650 | 650
[17 empty] | rebar |  | kgs | 57.6576 | 60 | 30.4762 | 1828.5714 | 8 | 480
| TOILET PARTITIONS | [15 empty] | formworks |  | sq.m | 2.7 | 3 | 200 | 600 | 200 | 600
[23 empty] | 19006.1148 |  | 10790
LIGHTING FIXTURES
| a. | Pin Light | 67 |  | sets |  | 0 | [6 empty] | 0 | 0
| b. | 150mmX150mm Recessed Pinlight w/ 13W CFL | 89 |  | sets |  | 0 | [6 empty] | 0 | 0
| c. | Porcelain Receptacle w/ 15W CFL | 4 |  | sets |  | 0 | [6 empty] | 0 | 0
| d. | 100X100X200mm Wall lamp w/ Glass Diffuser Alum | 10 |  | sets |  | 0 | [6 empty] | 0 | 0
CAS Body powder coated finish and 18W Warm White CFL
| e. | Wall Lamp | 11 |  | sets |  | 0
| f. | 600mmX1200mm Lighting fixture w/ 4-36W Fluorescent | 44 |  | sets |  | 0 | [6 empty] | 0 | 0
|  | Lamp, 220V 60HZ (Phillips) w/ Mirrorized Louvers | [11 empty] | 0 | 0
| g. | Exit Light |  |  | sets
|  | SUBTOTAL FOR ITEM VIII |  |  |  |  | 0 |  | 0 | 0 |  |  |  |  | 0
PLUMBING FIXTURES
| a. | Water closet | 10 |  | sets |  | 0
| b. | Water Closet (Dummy) | 4 |  | sets |  | 0
| c. | Lavatory | 7 |  | sets |  | 0
| d. | Lavatory (Dummy) | 4 |  | sets |  | 0
| e. | Urinal | 3 |  | sets |  | 0
| f. | Floor Drain | 11 |  | sets |  | 0
| g. | Floor Drain (Dummy) | 3 |  | sets |  | 0
|  | SUBTOTAL FOR ITEM IX |  |  |  |  | 0
GRAND TOTAL
| SUBTOTAL (FINISHING WORKS) | [5 empty] | 741079.5667 |  | 102431 | 2182650.4667 |  |  |  |  | 3133993.9729
TOTAL STRUCTURAL WORKS | [14 empty] | #REF!
TOTAL MEPF WORKS | [14 empty] | #REF!
TOTAL CONSTRUCTION COST | [14 empty] | #REF!
[12 empty] | DC |  |  | 2182650.4667
Prepared by: | [7 empty] | Mobilization |  |  | incl | CONT |  | 65479.514 | 2248129.9807
[8 empty] | Demobilization |  |  | incl | OH |  | 150390.4762 | 2398520.4569
For KONSTRUKTURA | [7 empty] | Bonds/Ins |  |  | incl | OTHERS |  |  | 2398520.4569
[8 empty] | Permits |  |  | by owner | PROF |  | 359778.0685 | 2758298.5254
2758298.5254
Engr. Gerald Borja | [7 empty] | Contractors Tax |  |  | none | TAX |  | 275829.8525 | 3034128.378
Engineering | [7 empty] | Supervision |  |  | 72690.4762
[8 empty] | TK |  |  | 24000 | GT W/O VAT |  | 851477.9113 | 3034128.378
[8 empty] | ofc staff |  |  | 3500 | GT W/VAT |  | 851477.9113 | 0
[8 empty] | ofc suppplies |  |  | 3500
[8 empty] | Transportation Staff |  |  | 4000
[8 empty] | Communication |  |  | 4200
[8 empty] | Tools/equipt. |  |  | 5000
Barracks
temfacil
TOILET
[8 empty] | H. Keeping |  |  | 1000
[8 empty] | Demolition |  |  | incl
[8 empty] | handling |  |  | 4300
[8 empty] | hauling materials |  |  | 17200
[8 empty] | hauling debris/out |  |  | incl
[8 empty] | utilities water |  |  | incl
[8 empty] | utilities electric |  |  | incl
[8 empty] | temp util connect |  |  | 5000
safety
Rep
[8 empty] | Line/Grade |  |  | none
Professional Fee
Security
Plans Preparation
As-built plans
Shop dwg
[8 empty] | Board up |  |  | none
[8 empty] | Signboards |  |  | incl
[8 empty] | Signals & warnings |  |  | incl
[8 empty] | Final Cleaning |  |  | 2000
[8 empty] | Protection of prop |  |  | 1000
debris chute
PONCHOS
AIRCON
NURSE
[8 empty] | ADS |  |  | 1500
[8 empty] | MESS |  |  | 1500

## Archi-Elec-Plumb
Project | : |  | Vertis North Sales Pavilion
Location | : |  | Edsa, North Triangle, Brgy. Bagong Pag-asa Quezon City
Subject | : |  | Bill of Quantities for Architectural,Electrical & Plumbing Works
Date | : |  | 2015-03-09 11:06
ITEM | DESCRIPTION |  |  | KCI QTY | QTY | UNIT | UM | TM | UL | TL | DC | UNIT RATE |  |  | GROSS AMOUNT
[12 empty] | MATERIAL | LABOR | TOTAL
I | PRELIMINARIES
|  | 1 | Mobilization / Demobilization | 1 | 1 | lot | 10000 | 10000 | 10000 | 10000 | 20000 | 13700.6497 | 13700.6497 | 27401.2994 | 27401.2994 | 27401.2994 | 0
|  | 2 | Temporary Facilities | 1 | 1 | lot | 10000 | 10000 | 8000 | 8000 | 18000 | 13700.6497 | 10960.5198 | 24661.1695 | 24661.1695 | 24661.1695 | 0
|  | 3 | General Cleaning and Clearing of Site | 1 | 1 | lot | 5000 | 5000 | 10000 | 10000 | 15000 | 6850.3249 | 13700.6497 | 20550.9746 | 20550.9746 | 20550.9746 | 0
|  | 4 | Project Supervision (including safety officer) | 1 | 1 | lot |  | 0 | 213333.3333 | 213333.3333 | 213333.3333 | 0 | 292280.5272 | 292280.5272 | 292280.5272 | 292280.5272 | 0
|  | 5 | Bonds and Insurances | 1 | 1 | lot | 66771.472 | 66771.472 | 2500 | 2500 | 69271.472 | 91481.2548 | 3425.1624 | 94906.4172 | 94906.4172 | 94906.4172 | 0
|  | 6 | Safety Requirements (Signages,PPE etc.) | 1 | 1 | lot | 35000 | 35000 | 5000 | 5000 | 40000 | 47952.274 | 6850.3249 | 54802.5988 | 54802.5988 | 54802.5988 | 0
|  | 7 | Health Certificate | 1 | 1 | lot | 108000 | 108000 |  | 0 | 108000 | 147967.0169 | 0 | 147967.0169 | 147967.0169 | 147967.0169 | 0
|  | 8 | Permits, Clearances & Licenses (By Owner) | 1 | 1 | lot |  | 0 |  | 0 | 0 | 0 | 0 | 0 | BY OWNER | 0 | #VALUE!
|  | 9 | Electric Consumption (Genset) | 1320 | 1320 | hrs. | 390 | 514800 | 76 | 100320 | 615120 | 534.3253 | 104.1249 | 638.4503 | 842754.365 | 842754.365 | 0
|  | 10 | Water Consumption | 1 | 1 | lot | 46601.9417 | 46601.9417 | 4000 | 4000 | 50601.9417 | 63847.688 | 5480.2599 | 69327.9479 | 69327.9479 | 69327.9479 | 0
|  | 11 | Temporary Enclosure | 1 | 1 | lot | 20000 | 20000 | 5000 | 5000 | 25000 | 27401.2994 | 6850.3249 | 34251.6243 | 34251.6243 | 34251.6243 | 0
|  | 12 | As-built Plans | 1 | 1 | lot | 10000 | 10000 | 15000 | 15000 | 25000 | 13700.6497 | 20550.9746 | 34251.6243 | 34251.6243 | 34251.6243 | 0
|  | 13 | Tools and Equipment | 1 | 1 | lot | 45000 | 45000 |  | 0 | 45000 | 61652.9237 | 0 | 61652.9237 | 61652.9237 | 61652.9237 | 0
|  | 14 | Portable Toilet | 1 | 1 | lot | 32380.9524 | 32380.9524 | 2000 | 2000 | 34380.9524 | 44364.0086 | 2740.1299 | 47104.1385 | 47104.1385 | 47104.1385 | 0
|  | 15 | Handling and Hauling of Materials | 1 | 1 | lot | 51650.4854 | 51650.4854 | 22135.9223 | 22135.9223 | 73786.4078 | 70764.5208 | 30327.6518 | 101092.1726 | 101092.1726 | 101092.1726 | 0
|  | 16 | Hauling out of Debris | 1 | 1 | lot | 15000 | 15000 | 8500 | 8500 | 23500 | 20550.9746 | 11645.5523 | 32196.5268 | 32196.5268 | 32196.5268 | 0
|  | 17 | Testing and Commissioning | 1 | 1 | lot | 10000 | 10000 | 5000 | 5000 | 15000 | 13700.6497 | 6850.3249 | 20550.9746 | 20550.9746 | 20550.9746 | 0
[16 empty] | 0 | 0
| SUBTOTAL I | [6 empty] | 980204.8515 |  | 410789.2557 | 1390994.1072 |  |  |  | 1905752.3012 | 1905752.3012 | 0
II | ARCHITECTURAL WORKS | [14 empty] | 0 | 0 | [17 empty] | GUARANTEE BOND | 3450000
| A. | FLOOR FINISHES | [13 empty] | 0 | [18 empty] | Net Premium |  | 20700
|  | 1 | FF-01 600x600mm non-skid Homogenous Tiles (TAICERA G68428 bush hammer grey) | 494.8 | 498 | sq. m | 845.4717 | 421044.9057 | 214.6 | 106870.8 | 527915.7057 | 1158.3512 | 294.0159 | 1452.3671 | 723278.816 | 723278.816 | 0 | [17 empty] | Doc. Stamps Tax |  | 2617.5
|  | 2 | FF-02 450x450mm Vinyl tiles Carpet finish (HANWHA GT-C9710) | 262 | 265 | sq. m | 775.8266 | 205594.0476 | 75 | 19875 | 225469.0476 | 1062.9328 | 102.7549 | 1165.6877 | 308907.2442 | 308907.2442 | 0 | [7 empty] | 0.33333 | [9 empty] | 12% VAT |  | 2484
|  | 3 | FF-03 300x300mm non-skid Ceramic tiles (TAICERA G38529 Rustik DK Grey) | 23.6 | 26 | sq. m | 799.434 | 20785.283 | 216 | 5616 | 26401.283 | 1095.2765 | 295.934 | 1391.2105 | 36171.4731 | 36171.4731 | 0 | [17 empty] | LGT |  | 41.4
|  | 4 | FF-04 400x200mm non-skid Porcelain tiles (Accent) | 12 | 14 | sq. m | 1281.3208 | 17938.4906 | 214.5 | 3003 | 20941.4906 | 1755.4927 | 293.8789 | 2049.3716 | 28691.2027 | 28691.2027 | 0 | [17 empty] | Notarial Fee |  | 200
|  | 5 | FF-04a 600x200mm non-skid Porcelain tiles (Field) COTTO Cement Wood City Lt. Grey | 28.5 | 31 | sq. m | 1293.5849 | 40101.1321 | 215.1 | 6668.1 | 46769.2321 | 1772.2954 | 294.701 | 2066.9963 | 64076.8866 | 64076.8866 | 0 |  |  | "FF-01" TILE INSTALLATION (per sq m) |  |  | unit | kci qty | qty | um | tm | ul | tl | [5 empty] | Total Gross Prem. |  | 26042.9
|  | 6 | FF-05 Plain cement | 45.86 | 48 | sq. m |  | 0 |  | 0 | 0 | 0 | 0 | 0 | INCLUDED | 0 | #VALUE! |  |  | 600mmx600mm tiles |  |  | pc | 2.77 | 2.9 | 264.1509 | 766.0377 | 74 | 214.6 | [5 empty] | Note: GUARANTEE BOND EQUALS TO SURETY BOND
|  | 7 | FF-06 600x600mm Homogenous Tiles Lapatto Finish | 238.71 | 242 | sq. m | 1060.7424 | 256699.6544 | 215.1 | 52054.2 | 308753.8544 | 1453.286 | 294.701 | 1747.9869 | 423012.8406 | 423012.8406 | 0 |  |  | tile adhesive |  |  | bag | 0.25 | 0.25 | 268.8679 | 67.217 |  | 0
|  | 8 | Floor finish @ model units and video room | 173.29 | 0 | sq. m |  | 0 |  | 0 | 0 | 0 | 0 | 0 | BY OTHERS | 0 | #VALUE! |  |  | tile grout |  |  | kg | 0.25 | 0.35 | 34.9057 | 12.217 |  | 0 | [5 empty] | PERFORMANCE BOND | 3450000
[16 empty] | 0 | 0 |  |  | mortar (topping) included @ other item |  |  | sq m | 1 | 1 | 0 | 0 | 0 | 0 | [5 empty] | Net Premium |  | 18975
| B. | WALL FINISHES | [13 empty] | 0 | [10 empty] | 845.4717 |  | 214.6 | [5 empty] | Doc. Stamps Tax |  | 2401.875
|  | 1 | WF- 600mm x 200mm Non-skid Porcelain Tiles (Accent) | 16.22 | 18 | sq.m | 1177.3113 | 21191.6038 | 215.1 | 3871.8 | 25063.4038 | 1612.993 | 294.701 | 1907.694 | 34338.4916 | 34338.4916 | 0 | [17 empty] | 12% VAT |  | 2277
|  | 2 | WF- 600mm x 200mm Non-skid Porcelain Tiles (Field) | 44.33 | 46 | sq.m | 1287.6887 | 59233.6792 | 215.1 | 9894.6 | 69128.2792 | 1764.2172 | 294.701 | 2058.9181 | 94710.2339 | 94710.2339 | 0 | [17 empty] | LGT |  | 37.95
|  | 3 | Paint Finish interior (color to be verified) | 1435 | 1450 | sq.m | 165 | 239250 | 165 | 239250 | 478500 | 226.0607 | 226.0607 | 452.1214 | 655576.0886 | 655576.0886 | 0 |  |  | "FF-02" VINYL TILE INSTALLATION (per sq m) |  |  | unit | kci qty | qty | um | tm | ul | tl | [5 empty] | Notarial Fee |  | 200
|  | 4 | Paint Finish Exterior (color to be verified) | 731 | 744 | sq.m | 180 | 133920 | 190 | 141360 | 275280 | 246.6117 | 260.3123 | 506.924 | 377151.4852 | 377151.4852 | 0 |  |  | 3.0mmx450mmx450mm vinyl tiles |  |  | pc | 4.93 | 5.15 | 145.283 | 748.2075 | 18 | 92.7 | [5 empty] | Total Gross Prem. |  | 23891.825
|  | 5 | Wall finish @ model units and video room | N/A | 0 | [9 empty] | BY OTHERS | 0 | #VALUE! |  |  | adhesive |  |  | gallon | 0.0493 | 0.05 | 552.381 | 27.619 |  | 0
[16 empty] | 0 | 0 |  |  | mortar (topping) included @ other item |  |  | sq m | 1 | 1 | 0 | 0 | 0 | 0 | [5 empty] | CARI | 11500000
| C. | CEILING FINISHES | [13 empty] | 0 | 0 | [9 empty] | 775.8266 |  | 92.7 | [5 empty] | Net Premium |  | 17250
|  | 1 | CF-1 12mm thk. Gypsum Board on Metal Furring on Latex Flat Painted Finish | 269 | 273 | sq.m | 430 | 117390 | 375 | 102375 | 219765 | 589.1279 | 513.7744 | 1102.9023 | 301092.3284 | 301092.3284 | 0 | [17 empty] | Doc. Stamps Tax |  | 2156.25
|  | 2 | CF-2 12mm thk. Moisture Resistant Gypsum Board | 36.7 | 39 | sq.m | 492 | 19188 | 375 | 14625 | 33813 | 674.072 | 513.7744 | 1187.8463 | 46326.0069 | 46326.0069 | 0 | [17 empty] | 12% VAT |  | 2070
|  |  | on Metal Furring on Latex Flat Painted Finish | [12 empty] | 0 | 0 |  |  | "FF-03" TILE INSTALLATION (per sq m) |  |  | unit | kci qty | qty | um | tm | ul | tl | [5 empty] | LGT |  | 34.5
|  | 3 | CF-3 6mm thk. Fiber Cement Board on Metal Furring | 62 | 64 | sq.m | 482 | 30848 | 375 | 24000 | 54848 | 660.3713 | 513.7744 | 1174.1457 | 75145.3235 | 75145.3235 | 0 |  |  | 300mmx300mm tiles |  |  | pc | 11.11 | 12 | 60 | 720 | 18 | 216 | [5 empty] | Total Gross Prem. |  | 21510.75
|  |  | on Latex Flat Painted Finish | [12 empty] | 0 | 0 |  |  | tile adhesive |  |  | bag | 0.25 | 0.25 | 268.8679 | 67.217 |  | 0
|  | 4 | CF4- 20mm thk x 600mm x 600mm Acoustic Ceiling | 252 | 255 | sq.m | 390 | 99450 | 225 | 57375 | 156825 | 534.3253 | 308.2646 | 842.59 | 214860.4391 | 214860.4391 | 0 |  |  | tile grout |  |  | kg | 0.25 | 0.35 | 34.9057 | 12.217 |  | 0
|  |  | Board on Oven-baked T-runners | [12 empty] | 0 | 0 |  |  | mortar (topping) included @ other item |  |  | sq m | 1 | 1 | 0 | 0 | 0 | 0
|  | 5 | CF5- Exposed Slab (Plain Cement Plastered Finish) | 80.25 | 82 | sq.m |  | 0 |  | 0 | 0 | 0 | 0 | 0 | INCLUDED | 0 | #VALUE! |  |  | mortar |  |  | sq m | 1 | 1 | 0 | 0 | 0 | 0
|  | 6 | Cove Ceiling Painted finish (color to be verified) | 61.7 | 63 | lm | 130 | 8190 | 120 | 7560 | 15750 | 178.1084 | 164.4078 | 342.5162 | 21578.5233 | 21578.5233 | 0 | [9 empty] | 799.434 |  | 216
0
|  | 7 | Others (Model Units excluded) | 152.9 | 154 | sq.m |  | 0 |  | 0 | 0 | 0 | 0 | 0 | BY OTHERS | 0 | #VALUE!
[16 empty] | 0 | 0
| D. | DOORS | [13 empty] | 0 | 0
|  | 1 | D1- 2400x2000mm - Double Swing glass door & 12mm thk. | 3 | 3 | sets | 39719.6262 | 119158.8785 | 7009.3458 | 21028.0374 | 140186.9159 | 54418.4685 | 9603.2591 | 64021.7276 | 192065.1829 | 192065.1829 | 0
|  |  | clear Tempered glass door on Aluminum frame Powder coated | [12 empty] | 0 | 0 |  |  | "FFD-04" TILE INSTALLATION (per sq m) |  |  | unit | kci qty | qty | um | tm | ul | tl
|  | 2 | D2- 2400x2050mm - Double Swing glass door & 12mm thk. | 1 | 1 | set | 39719.6262 | 39719.6262 | 7009.3458 | 7009.3458 | 46728.972 | 54418.4685 | 9603.2591 | 64021.7276 | 64021.7276 | 64021.7276 | 0 |  |  | 400mmx200mm tiles |  |  | pc | 12.5 | 13 | 92.4528 | 1201.8868 | 16.5 | 214.5
|  |  | clear Tempered glass door on Aluminum frame Powder coated | [12 empty] | 0 | 0 |  |  | tile adhesive |  |  | bag | 0.25 | 0.25 | 268.8679 | 67.217 |  | 0
|  | 3 | D3- 2100x900mm - 45mm thk. Hollow Core HDF door | 2 | 2 | sets | 6553.3981 | 13106.7961 | 700 | 1400 | 14506.7961 | 8978.5811 | 959.0455 | 9937.6266 | 19875.2532 | 19875.2532 | 0 |  |  | tile grout |  |  | kg | 0.25 | 0.35 | 34.9057 | 12.217 |  | 0
|  | 4 | D4- 2100x800mm - 45mm thk. Hollow Core HDF door | 4 | 4 | sets | 6553.3981 | 26213.5922 | 700 | 2800 | 29013.5922 | 8978.5811 | 959.0455 | 9937.6266 | 39750.5064 | 39750.5064 | 0 |  |  | mortar (topping) included @ other item |  |  | sq m | 1 | 1 | 0 | 0 |  | 0
|  | 5 | D5- 2100x750mm - 45mm thk. Hollow Core HDF door w/ Wooden Louver | 7 | 7 | sets | 8495.1456 | 59466.0194 | 700 | 4900 | 64366.0194 | 11638.9015 | 959.0455 | 12597.9469 | 88185.6285 | 88185.6285 | 0 | [9 empty] | 1281.3208 |  | 214.5
|  | 6 | D6- 2100x900mm - 45mm thk. Hollow Core HDF door w/ Wooden Louver | 1 | 1 | set | 8495.1456 | 8495.1456 | 700 | 700 | 9195.1456 | 11638.9015 | 959.0455 | 12597.9469 | 12597.9469 | 12597.9469 | 0
|  | 7 | D7- 2100x500mm - 45mm thk. Hollow Core HDF door w/ Wooden Louver | 2 | 2 | sets | 7330.0971 | 14660.1942 | 650 | 1300 | 15960.1942 | 10042.7093 | 890.5422 | 10933.2515 | 21866.503 | 21866.503 | 0 |  |  | "FF-04a" TILE INSTALLATION (per sq m) |  |  | unit | kci qty | qty | um | tm | ul | tl
|  | 8 | D8- 2100x900mm - 18 GA. Cold rolled, hot dipped | 3 | 3 | sets | 7877.3585 | 23632.0755 | 700 | 2100 | 25732.0755 | 10792.4929 | 959.0455 | 11751.5384 | 35254.6152 | 35254.6152 | 0 |  |  | 600mmx200mm tiles |  |  | pc | 8.33 | 9 | 134.9057 | 1214.1509 | 23.9 | 215.1
|  |  | Galvanized Steel w/ Rockwool infill | [12 empty] | 0 | 0 |  |  | tile adhesive |  |  | bag | 0.25 | 0.25 | 268.8679 | 67.217 |  | 0
|  | 9 | D9- 2400x900mm - 18 GA. Cold rolled, hot dipped | 1 | 1 | set | 8584.9057 | 8584.9057 | 700 | 700 | 9284.9057 | 11761.8785 | 959.0455 | 12720.924 | 12720.924 | 12720.924 | 0 |  |  | tile grout |  |  | kg | 0.25 | 0.35 | 34.9057 | 12.217 |  | 0
|  |  | Galvanized Steel w/ Rockwool infill | [12 empty] | 0 | 0 |  |  | mortar (topping) included @ other item |  |  | sq m | 1 | 1 | 0 | 0 | 0 | 0
[7 empty] | 1.07 | [8 empty] | 0 | 0 | [9 empty] | 1293.5849 |  | 215.1
| E. | WINDOWS | [13 empty] | 0 | 0
|  | 1 | W1- 6800x4555mm - (Fixed window) 10mm thk. Clear | 1 | 1 | set | 221449.6262 | 221449.6262 | 39079.3458 | 39079.3458 | 260528.972 | 303400.3757 | 53541.2428 | 356941.6184 | 356941.6184 | 356941.6184 | 0 | 236951.1 | 41814.9 | "FF-06" TILE INSTALLATION (per sq m) |  |  | unit | kci qty | qty | um | tm | ul | tl
|  |  | tempered glass on Aluminum frame Powder coated finish | [12 empty] | 0 | 0 |  |  | 600mmx600mm tiles |  |  | pc | 2.77 | 3 | 327.1028 | 981.3084 | 71.7 | 215.1
|  | 2 | W2- (Fixed window) 10mm thk. Clear tempered glass | 1 | 1 | set | 95682.1963 | 95682.1963 | 16885.0935 | 16885.0935 | 112567.2897 | 131090.8254 | 23133.6751 | 154224.5005 | 154224.5005 | 154224.5005 | 0 | 102379.95 | 18067.05 | tile adhesive |  |  | bag | 0.25 | 0.25 | 268.8679 | 67.217 |  | 0
|  |  | on Aluminum frame Powder coated finish | [12 empty] | 0 | 0 |  |  | tile grout |  |  | kg | 0.25 | 0.35 | 34.9057 | 12.217 |  | 0
|  | 3 | W3- (Fixed window) 10mm thk. Clear tempered glass | 1 | 1 | set | 75806.8925 | 75806.8925 | 13377.6869 | 13377.6869 | 89184.5794 | 103860.368 | 18328.3002 | 122188.6682 | 122188.6682 | 122188.6682 | 0 | 81113.375 | 14314.125 | mortar (topping) included @ other item |  |  | sq m | 1 | 1 | 0 | 0 | 0 | 0
|  |  | on Aluminum frame Powder coated finish | [12 empty] | 0 | 0 | [9 empty] | 1060.7424 |  | 215.1
|  | 4 | W4- (Fixed window) 10mm thk. Clear tempered glass | 1 | 1 | set | 36019.3458 | 36019.3458 | 6356.3551 | 6356.3551 | 42375.7009 | 49348.844 | 8708.6195 | 58057.4635 | 58057.4635 | 58057.4635 | 0 | 38540.7 | 6801.3
|  |  | on Aluminum frame Powder coated finish | [12 empty] | 0 | 0
|  | 5 | W5- 600x2750mm - (Awning window) 6mm thk., Annealed | 2 | 2 | sets | 10027.2196 | 20054.4393 | 1769.5093 | 3539.0187 | 23593.4579 | 13737.9424 | 2424.3428 | 16162.2851 | 32324.5703 | 32324.5703 | 0 | 10729.125 | 1893.375 | "WF-" Wall TILE INSTALLATION (per sq m) |  |  | unit | kci qty | qty | um | tm | ul | tl
|  |  | glass on Aluminum frame Powder coated finish | [12 empty] | 0 | 0 |  |  | 600mmx200mm tiles "Accent" |  |  | pc | 8.33 | 9 | 122.6415 | 1103.7736 | 23.9 | 215.1
|  | 6 | W6- 600x3550mm - (Awning window) 6mm thk., Annealed | 2 | 2 | sets | 12944.229 | 25888.4579 | 2284.2757 | 4568.5514 | 30457.0093 | 17734.4347 | 3129.6061 | 20864.0408 | 41728.0816 | 41728.0816 | 0 | 13850.325 | 2444.175 | tile adhesive |  |  | bag | 0.25 | 0.25 | 245.283 | 61.3208 |  | 0
|  |  | glass on Aluminum frame Powder coated finish | [12 empty] | 0 | 0 |  |  | tile grout |  |  | kg | 0.25 | 0.35 | 34.9057 | 12.217 |  | 0
|  | 7 | W7- 600x1800mm - (Awning window) 6mm thk., Annealed | 4 | 4 | sets | 6563.271 | 26253.0841 | 1158.2243 | 4632.8972 | 30885.9813 | 8992.1077 | 1586.8425 | 10578.9503 | 42315.8011 | 42315.8011 | 0 | 7022.7 | 1239.3 | mortar (topping) included @ other item |  |  | sq m | 1 | 1 | 0 | 0 | 0 | 0
|  |  | glass on Aluminum frame Powder coated finish | [12 empty] | 0 | 0 | [9 empty] | 1177.3113 |  | 215.1
|  | 8 | W8- 600x900mm - (Awning window) 6mm thk., Annealed | 1 | 1 | set | 3281.6355 | 3281.6355 | 579.1121 | 579.1121 | 3860.7477 | 4496.0539 | 793.4213 | 5289.4751 | 5289.4751 | 5289.4751 | 0 | 3511.35 | 619.65
|  |  | glass on Aluminum frame Powder coated finish | [12 empty] | 0 | 0
|  | 9 | W9- 8510x2400mm - (Fixed window) 10mm thk. Clear | 1 | 1 | set | 146022.0561 | 146022.0561 | 25768.5981 | 25768.5981 | 171790.6542 | 200059.704 | 35304.6537 | 235364.3577 | 235364.3577 | 235364.3577 | 0 | 156243.6 | 27572.4 | "WF-" Wall TILE INSTALLATION (per sq m) |  |  | unit | kci qty | qty | um | tm | ul | tl
|  |  | tempered glass on Aluminum frame Powder coated finish | [12 empty] | 0 | 0 |  |  | 600mmx200mm tiles "Field" |  |  | pc | 8.33 | 9 | 134.9057 | 1214.1509 | 23.9 | 215.1
|  | 10 | W10- (Fixed window) 10mm thk. Clear tempered glass | 1 | 1 | set | 159048.5047 | 159048.5047 | 28067.3832 | 28067.3832 | 187115.8879 | 217906.7849 | 38454.1385 | 256360.9235 | 256360.9235 | 256360.9235 | 0 | 170181.9 | 30032.1 | tile adhesive |  |  | bag | 0.25 | 0.25 | 245.283 | 61.3208 |  | 0
|  |  | on Aluminum frame Powder coated finish | [12 empty] | 0 | 0 |  |  | tile grout |  |  | kg | 0.25 | 0.35 | 34.9057 | 12.217 |  | 0
|  | 11 | W11- 2400x900mm - (Awning type window w/ Fixed glass) | 24 | 24 | sets | 14585.0467 | 350041.1215 | 2573.8318 | 61771.9626 | 411813.0841 | 19982.4616 | 3526.3168 | 23508.7784 | 564210.6811 | 564210.6811 | 0 | 15606 | 2754 | mortar (topping) included @ other item |  |  | sq m | 1 | 1 | 0 | 0 |  | 0
|  |  | 10mm thk. clear float tempered glass on Aluminum | [12 empty] | 0 | 0 | [9 empty] | 1287.6887 |  | 215.1
|  |  | frame Powder coated finish | [12 empty] | 0 | 0
|  | 12 | W12- 2400x1200mm - (Awning type window w/ Fixed glass) | 1 | 1 | set | 19446.729 | 19446.729 | 3431.7757 | 3431.7757 | 22878.5047 | 26643.2822 | 4701.7557 | 31345.0378 | 31345.0378 | 31345.0378 | 0 | 20808 | 3672
|  |  | 10mm thk. clear float tempered glass on Aluminum | [12 empty] | 0 | 0
|  |  | frame Powder coated finish | [12 empty] | 0 | 0
|  | 13 | W13- 2400x6700mm - (Fixed window) 10mm thk. Clear float | 1 | 1 | set | 62725.2336 | 62725.2336 | 11069.1589 | 11069.1589 | 73794.3925 | 85937.6454 | 15165.4668 | 101103.1123 | 101103.1123 | 101103.1123 | 0 | 67116 | 11844
|  |  | tempered glass on Aluminum frame Brown Powder coated finish | [12 empty] | 0 | 0 |  |  | PEBBLES(per sq m) |  | unit | kci qty | qty | um | tm | ul | tl
|  | 14 | W14- 2400x9000mm - (Fixed window) 10mm thk. Clear float | 1 | 1 | set | 120112.1495 | 120112.1495 | 21196.2617 | 21196.2617 | 141308.4112 | 164561.4487 | 29040.2556 | 193601.7043 | 193601.7043 | 193601.7043 | 0 | 128520 | 22680 |  | sand | cu m | 0.008 | 0.01 | 1000 | 10 | 600 | 6
|  |  | tempered glass on Aluminum frame Brown Powder coated finish | [12 empty] | 0 | 0 |  |  |  | cement | bag | 0.144 | 0.17 | 213.9535 | 36.3721 | 150 | 25.5
|  | 15 | W15- 2400x6900mm - (Fixed window) 10mm thk. Clear float | 1 | 1 | set | 64059.8131 | 64059.8131 | 11304.6729 | 11304.6729 | 75364.486 | 87766.106 | 15488.1363 | 103254.2423 | 103254.2423 | 103254.2423 | 0 | 68544 | 12096 |  | pebbles | bag | 5 | 5 | 47.619 | 238.0952 | 20 | 100
|  |  | tempered glass on Aluminum frame Brown Powder coated finish | [12 empty] | 0 | 0 | [8 empty] | 284.4673 |  | 131.5
|  | 16 | W16- 2400x3660mm - (Fixed window) 10mm thk. Clear float | 1 | 1 | set | 48845.6075 | 48845.6075 | 8619.8131 | 8619.8131 | 57465.4206 | 66921.6558 | 11809.704 | 78731.3598 | 78731.3598 | 78731.3598 | 0 | 52264.8 | 9223.2
|  |  | tempered glass on Aluminum frame Brown Powder coated finish | [12 empty] | 0 |  |  |  | Ramp railing |  | unit | kci qty | qty | um | tm | ul | tl
[16 empty] | 0 |  |  |  | 38mm dia. B.I pipe |  | lm | 26 | 30 | 257.1429 | 7714.2857 | 150 | 4500
| F. | HARDWARES | [13 empty] | 0 |  |  |  | 6mm thk steel plate w/ 50mm long bar |  | pcs | 10 | 10 | 250 | 2500 | 65 | 650
|  | 1 | Mortise Leverset in Satin Finish Schlage or approved equal | 20 | 20 | sets | 2285.7143 | 45714.2857 | 350 | 7000 | 52714.2857 | 3131.5771 | 479.5227 | 3611.0998 | 72221.9963 | 72221.9963 | 0 |  |  | 6mm thk steel plate w/ 12mmØ 75mm long bar |  | pcs | 10 | 10 | 280 | 2800 | 70 | 700
|  | 2 | 1 1/2 pairs 3 1/2" x 3 1/2" x 0.13 standard weight and | 48 | 48 | pcs | 333.3333 | 16000 | 75 | 3600 | 19600 | 456.6883 | 102.7549 | 559.4432 | 26853.2734 | 26853.2734 | 0 |  |  | plain cement w/ 10mmx10mm reveal |  | sq.m | 5.4 | 6 | 160 | 960 | 145 | 870
|  |  | standard duty 2-ball bearing hinges non removable in satin finish | [12 empty] | 0 | 0 |  |  | automotive lacquer paint |  | lm | 26 | 32 | 90 | 2880 | 90 | 2880
|  | 3 | Panic Hardware | 4 | 4 | sets | 3809.5238 | 15238.0952 | 400 | 1600 | 16838.0952 | 5219.2951 | 548.026 | 5767.3211 | 23069.2845 | 23069.2845 | 0 |  |  | concrete |  | cu.m | 1.08 | 1.25 | 3619.0476 | 4523.8095 | 800 | 1000
|  | 4 | Koyo Ball Bearing S/S Hinges | 16 | 16 | sets | 714.2857 | 11428.5714 | 75 | 1200 | 12628.5714 | 978.6178 | 102.7549 | 1081.3727 | 17301.9633 | 17301.9633 | 0 |  |  | rebar |  | kgs | 63.8176 | 75 | 31.4286 | 2357.1429 | 12 | 900
[16 empty] | 0 |  |  |  | formworks |  | sq.m | 2.7 | 3 | 220 | 660 | 200 | 600
| G. | MISCELLANEOUS | [13 empty] | 0 |  |  |  | consumables |  | lot | 1 | 1 | 1000 | 1000 | 800 | 800
|  | 1 | Non-slip Aluminum Stair Nosing | 76.8 | 78 | lm | 220 | 17160 | 75 | 5850 | 23010 | 301.4143 | 102.7549 | 404.1692 | 31525.195 | 31525.195 | 0 | [8 empty] | 25395.2381 |  | 12900
|  | 2 | 38mm x 38mm Non-slip Angle bar Nosing | 56.4 | 58 | lm | 133.3333 | 7733.3333 | 75 | 4350 | 12083.3333 | 182.6753 | 102.7549 | 285.4302 | 16554.9517 | 16554.9517 | 0
|  | 3 | 3mm x 38mm x38mm Brass Threaded Nosing welded to 10mmØ anchor | 18.83 | 19.5 | lm | 785.7143 | 15321.4286 | 120 | 2340 | 17661.4286 | 1076.4796 | 164.4078 | 1240.8874 | 24197.3046 | 24197.3046 | 0
|  | 4 | Aluminum Threshold | 2 | 2 | lm | 1142.8571 | 2285.7143 | 175 | 350 | 2635.7143 | 1565.7885 | 239.7614 | 1805.5499 | 3611.0998 | 3611.0998 | 0 |  |  | ENTRANCE CANOPY SKYLIGHT
|  | 5 | Signage | N/A |  |  |  | 0 |  | 0 | 0 | 0 | 0 | 0 | BY OTHERS | 0 | #VALUE! | [5 empty] | KCI QTY | QTY | UNIT | UM | TM | UL | TL
|  | 6 | Green Wall | N/A |  |  |  | 0 |  | 0 | 0 | 0 | 0 | 0 | BY OTHERS | 0 | #VALUE! |  |  | 10mm thk. Canadian Grey Color tempered |  |  | 34.9575 | 35 | sq.m | 4017.8571 | 140625 | 375 | 13125
|  | 7 | 6mm THK coated glass at toilet | 7.5 | 8 | sq.m | 4850.7767 | 38806.2136 | 856.0194 | 6848.1553 | 45654.3689 | 6645.8792 | 1172.8022 | 7818.6815 | 62549.4516 | 62549.4516 | 0 |  |  | 150Ømm Pipe Sched. 40 |  |  | 7 | 12 | lm | 370 | 4440 | 85 | 1020
[16 empty] | 0 |  |  |  | 200mmx 300mm x 6mm Tubular Steel |  |  | 11.8 | 12 | lm | 1513.9286 | 18167.1429 | 200 | 2400
| H. | METAL/GLASS WORKS | [13 empty] | 0 |  |  |  | 50mmx 300mm x 6mm Tubular Steel |  |  | 52.575 | 54 | lm | 1060.7143 | 57278.5714 | 130 | 7020
|  | 1 | 10mm THK Tempered Glass for Main Stair Railings | 15.7 | 16.5 | lm | 7488.8312 | 123565.7143 | 1321.5584 | 21805.7143 | 145371.4286 | 10260.1853 | 1810.6209 | 12070.8062 | 199168.3021 | 199168.3021 | 0 |  |  | 50mmx 150mm x 6mm Tubular Steel |  |  | 5.825 | 6 | lm | 315.4605 | 1892.7628 | 35 | 210
|  | 2 | 10mm THK Tempered Glass for View Deck Railings | 8.5 | 9 | lm | 5025.1852 | 45226.6667 | 1256.2963 | 11306.6667 | 56533.3333 | 6884.8302 | 1721.2075 | 8606.0377 | 77454.3397 | 77454.3397 | 0 |  | 50mm x 50mm x 3mm thk. SS cube w/ extruded aluminum and rubber gasket |  |  |  | 41.475 | 42 | lm | 293.75 | 12337.5 | 60 | 2520
|  | 3 | Ramp Railing | 4 | 4 | lm | 6348.8095 | 25395.2381 | 3225 | 12900 | 38295.2381 | 8698.2815 | 4418.4595 | 13116.7411 | 52466.9643 | 52466.9643 | 0 |  |  | 0.60mm thk. SS End-Flashing |  |  | 5.83 | 6 | lm | 571.4286 | 3428.5714 | 150 | 900
|  | 4 | Paint finish for Entrance Canopy | 56 | 58 | sq.m | 185 | 10730 | 185 | 10730 | 21460 | 253.462 | 253.462 | 506.924 | 29401.5943 | 29401.5943 | 0 |  |  | 300mmx 300mmx 20mm thk plate w/ |  |  | 2 | 2 | pcs | 847.8 | 1695.6 | 151 | 302
[16 empty] | 0 |  |  |  | 350mm x 450mmx 20mm thk. base plate w/ |  |  | 2 | 2 | pcs | 1483.2 | 2966.4 | 152 | 304
| I. | TOILET PARTITIONS | [13 empty] | 0 |  |  |  | 20mmØ anchor bolts |  |  | 16 | 16 | pcs | 160 | 2560 | 35 | 560
|  | 1 | Ground Floor Male & Female Toilet Partition (JEBSEN Bescube) | 1 | 1 | set | 55937.4964 | 55937.4964 | 9871.3229 | 9871.3229 | 65808.8193 | 76638.0044 | 13524.3537 | 90162.3581 | 90162.3581 | 90162.3581 | 0 |  |  | primer paint |  |  | 58 | 60 | sq.m | 65 | 3900 | 65 | 3900
|  | 2 | Second Floor Male & Female Toilet Partition (JEBSEN Bescube) | 1 | 1 | set | 75956.0279 | 75956.0279 | 13404.0049 | 13404.0049 | 89360.0328 | 104064.6931 | 18364.3576 | 122429.0507 | 122429.0507 | 122429.0507 | 0 |  |  | welding |  |  | 1 | 1 | lot | 2000 | 2000 | 500 | 500
|  | 3 | Urinal Partition (JEBSEN Bescube) | 1 | 1 | set | 3505.603 | 3505.603 | 618.6358 | 618.6358 | 4124.2389 | 4802.9039 | 847.5713 | 5650.4752 | 5650.4752 | 5650.4752 | 0 |  |  | consumables |  |  | 1 | 1 | lot | 2000 | 2000 | 1000 | 1000
[16 empty] | 0 | [10 empty] | 253291.5485 |  | 33761
| J. | CABINETRY | [13 empty] | 0
|  | 1 | Overhead, Under counter cabinet & granite countertop @ Ground Floor Pantry | 1 | 1 | set | 51954.0654 | 51954.0654 | 22266.028 | 22266.028 | 74220.0935 | 71180.4451 | 30505.9051 | 101686.3502 | 101686.3502 | 101686.3502 | 0
|  | 2 | Overhead, Under counter cabinet & granite countertop @ Second Floor Pantry | 1 | 1 | set | 78712.3832 | 78712.3832 | 33733.8785 | 33733.8785 | 112446.2617 | 107841.079 | 46217.6053 | 154058.6843 | 154058.6843 | 154058.6843 | 0
|  | 3 | Granite countertop at toilets (model units excluded) | 6.3 | 6.5 | lm | 3093.6264 | 20108.5714 | 2913.5531 | 18938.0952 | 39046.6667 | 4238.4691 | 3991.7571 | 8230.2262 | 53496.4702 | 53496.4702 | 0
0
| SUBTOTAL II | [6 empty] | 4139378.3308 |  | 1285296.0718 | 5424674.4026 |  |  |  | 7432156.3782 | 7432156.3782 | 0
III | ELECTRICALWORKS | [14 empty] | 0
| A. | LIGHTING FIXTURES | [13 empty] | 0
|  | 1 | 6" CFL Pin Light w/o diffuser | 67 | 67 | pcs | 342.8571 | 22971.4286 | 100 | 6700 | 29671.4286 | 469.7366 | 137.0065 | 606.7431 | 40651.7849 | 40651.7849 | 0 |  | 342.8571
|  | 2 | 150mmX150mm Recessed Pinlight w/ 13W CFL | 88 | 88 | pcs | 797.1429 | 70148.5714 | 100 | 8800 | 78948.5714 | 1092.1375 | 137.0065 | 1229.144 | 108164.6722 | 108164.6722 | 0 |  | 797.1429
|  | 3 | Porcelain Receptacle w/ 15W CFL | 4 | 4 | pcs | 247.619 | 990.4762 | 100 | 400 | 1390.4762 | 339.2542 | 137.0065 | 476.2607 | 1905.0427 | 1905.0427 | 0 |  | 247.619
|  | 4 | 100X100X200mm Wall lamp w/ Glass Diffuser Alum | 18 | 18 | pcs | 1885.7143 | 33942.8571 | 200 | 3600 | 37542.8571 | 2583.5511 | 274.013 | 2857.5641 | 51436.1535 | 51436.1535 | 0 |  | 1885.7143
|  |  | CAS Body powder coated finish and 18W Warm White CFL | [12 empty] | 0
|  | 5 | Wall Lamp | 3 | 3 | pcs | 1542.8571 | 4628.5714 | 200 | 600 | 5228.5714 | 2113.8145 | 274.013 | 2387.8275 | 7163.4826 | 7163.4826 | 0 |  | 1542.8571
|  | 6 | 600mmX1200mm Lighting fixture w/ 4-36W Fluorescent | 44 | 44 | pcs | 3333.3333 | 146666.6667 | 200 | 8800 | 155466.6667 | 4566.8832 | 274.013 | 4840.8962 | 212999.4342 | 212999.4342 | 0 |  | 3333.3333
|  |  | Lamp, 220V 60HZ (Phillips) w/ Mirrorized Louvers | [12 empty] | 0
|  | 7 | Emergency Light | 25 | 25 | pcs | 2952.381 | 73809.5238 | 200 | 5000 | 78809.5238 | 4044.9537 | 274.013 | 4318.9667 | 107974.168 | 107974.168 | 0 |  | 2952.381
|  | 8 | Exit Light | 4 | 4 | pcs | 2285.7143 | 9142.8571 | 200 | 800 | 9942.8571 | 3131.5771 | 274.013 | 3405.5901 | 13622.3603 | 13622.3603 | 0 |  | 2285.7143
0
| B. | WIRES & CABLES |  |  |  |  | 0.9 | [8 empty] | 0
|  | 1 | 2.0mm² THHN | 2284 | 2300 | lm | 16.6667 | 38333.3333 | 5 | 11500 | 49833.3333 | 22.8344 | 6.8503 | 29.6847 | 68274.9044 | 68274.9044 | 0 |  | 15
|  | 2 | 3.5mm² THHN | 6464 | 6480 | lm | 24.4444 | 158400 | 7 | 45360 | 203760 | 33.4905 | 9.5905 | 43.0809 | 279164.4385 | 279164.4385 | 0 |  | 22
|  | 3 | 5.5mm² THHN | 1087 | 1095 | lm | 36.6667 | 40150 | 16 | 17520 | 57670 | 50.2357 | 21.921 | 72.1568 | 79011.6469 | 79011.6469 | 0 |  | 33
|  | 4 | 8mm² THHN | 1771 | 1780 | lm | 58.8889 | 104822.2222 | 16 | 28480 | 133302.2222 | 80.6816 | 21.921 | 102.6026 | 182632.7052 | 182632.7052 | 0 |  | 53
|  | 5 | 14mm² THHN | 21 | 23 | lm | 92.2222 | 2121.1111 | 25 | 575 | 2696.1111 | 126.3504 | 34.2516 | 160.6021 | 3693.8474 | 3693.8474 | 0 |  | 83
|  | 6 | 22mm² THHN | 24 | 27 | lm | 144.4444 | 3900 | 39 | 1053 | 4953 | 197.8983 | 53.4325 | 251.3308 | 6785.9318 | 6785.9318 | 0 |  | 130
|  | 7 | 30mm² THHN | 9 | 11 | lm | 211.1111 | 2322.2222 | 57 | 627 | 2949.2222 | 289.2359 | 78.0937 | 367.3296 | 4040.6261 | 4040.6261 | 0 |  | 190
|  | 8 | 50mm² THHN | 34 | 37 | lm | 344.4444 | 12744.4444 | 93 | 3441 | 16185.4444 | 471.9113 | 127.416 | 599.3273 | 22175.1105 | 22175.1105 | 0 |  | 310
|  | 9 | 150mm² THHN | 27 | 30 | lm | 984.4444 | 29533.3333 | 265 | 7950 | 37483.3333 | 1348.7528 | 363.0672 | 1711.8201 | 51354.602 | 51354.602 | 0 |  | 886
|  | 10 | 250mm² THHN | 102 | 105 | lm | 1595.5556 | 167533.3333 | 430 | 45150 | 212683.3333 | 2186.0148 | 589.1279 | 2775.1427 | 291389.9849 | 291389.9849 | 0 |  | 1436
0
| C. | SWITCHES & OUTLETS | [13 empty] | 0
|  | 1 | One Gang switch | 24 | 24 | sets | 104.4444 | 2506.6667 | 38 | 912 | 3418.6667 | 143.0957 | 52.0625 | 195.1581 | 4683.7954 | 4683.7954 | 0 |  | 94
|  | 2 | Two Gang switch | 6 | 6 | sets | 157.7778 | 946.6667 | 45 | 270 | 1216.6667 | 216.1658 | 61.6529 | 277.8187 | 1666.9124 | 1666.9124 | 0 |  | 142
|  | 3 | Three Gang switch | 3 | 3 | sets | 227.7778 | 683.3333 | 62 | 186 | 869.3333 | 312.0704 | 84.944 | 397.0144 | 1191.0431 | 1191.0431 | 0 |  | 205
|  | 4 | Three Way switch | 4 | 4 | sets | 163.3333 | 653.3333 | 44 | 176 | 829.3333 | 223.7773 | 60.2829 | 284.0601 | 1136.2405 | 1136.2405 | 0 |  | 147
|  | 5 | 2-Gang CO w/ ground rod | 104 | 104 | sets | 266.6667 | 27733.3333 | 72 | 7488 | 35221.3333 | 365.3507 | 98.6447 | 463.9953 | 48255.515 | 48255.515 | 0 |  | 240
|  | 6 | 1-Gang CO w/ ground | 5 | 5 | sets | 174.4444 | 872.2222 | 47 | 235 | 1107.2222 | 239.0002 | 64.3931 | 303.3933 | 1516.9664 | 1516.9664 | 0 |  | 157
|  | 7 | 2-Gang CO w/ ground slot wp | 10 | 10 | sets | 733.3333 | 7333.3333 | 132 | 1320 | 8653.3333 | 1004.7143 | 180.8486 | 1185.5629 | 11855.6289 | 11855.6289 | 0 |  | 660
0
| D. | PANEL BOARDS |  |  |  |  | 0.9 | [8 empty] | 0
|  | 1 | 400A 3P MCB in NEMA 4X | 1 | 1 | set | 19561.1111 | 19561.1111 | 3500 | 3500 | 23061.1111 | 26799.9931 | 4795.2274 | 31595.2205 | 31595.2205 | 31595.2205 | 0 |  | 17605
|  | 2 | 70A 3P Lugs only, 18-20A2PCB | 1 | 1 | set | 24000 | 24000 | 5000 | 5000 | 29000 | 32881.5593 | 6850.3249 | 39731.8842 | 39731.8842 | 39731.8842 | 0 |  | 21600
|  | 3 | 100A 3P Lugs only, 18-20A2PCB | 1 | 1 | set | 24000 | 24000 | 5000 | 5000 | 29000 | 32881.5593 | 6850.3249 | 39731.8842 | 39731.8842 | 39731.8842 | 0 |  | 21600
|  | 4 | 300A 3P Lugs only, 2-20A2PCB | 1 | 1 | set | 24437.7778 | 24437.7778 | 3500 | 3500 | 27937.7778 | 33481.3433 | 4795.2274 | 38276.5707 | 38276.5707 | 38276.5707 | 0 |  | 21994
|  | 5 | 2-30A 2PCB, 9-50A2PCB, 5-50A3PCB | 1 | 1 | set | 48166.6667 | 48166.6667 | 5000 | 5000 | 53166.6667 | 65991.4628 | 6850.3249 | 72841.7876 | 72841.7876 | 72841.7876 | 0 |  | 43350
|  |  | 400A 3PCB, 1-70A3PCB, 1-100A3PCB | [12 empty] | 0
|  | 6 | 20A 2P w/ NEMA 3R | 2 | 2 | sets | 1166.6667 | 2333.3333 | 260 | 520 | 2853.3333 | 1598.4091 | 356.2169 | 1954.626 | 3909.2521 | 3909.2521 | 0 |  | 1050
|  | 7 | 30A 2P w/ NEMA 3R | 2 | 2 | sets | 1166.6667 | 2333.3333 | 260 | 520 | 2853.3333 | 1598.4091 | 356.2169 | 1954.626 | 3909.2521 | 3909.2521 | 0 |  | 1050
|  | 8 | 50A 2P w/ NEMA 3R | 9 | 9 | sets | 1166.6667 | 10500 | 260 | 2340 | 12840 | 1598.4091 | 356.2169 | 1954.626 | 17591.6342 | 17591.6342 | 0 |  | 1050
|  | 9 | 50A 3P w/ NEMA 3R | 5 | 5 | sets | 3222.2222 | 16111.1111 | 400 | 2000 | 18111.1111 | 4414.6538 | 548.026 | 4962.6798 | 24813.3989 | 24813.3989 | 0 |  | 2900
|  | 10 | 1/2" Flexible Pipe | 240 | 247 | mts | 30.722 | 7588.3257 | 11 | 2717 | 10305.3257 | 42.0911 | 15.0707 | 57.1618 | 14118.9657 | 14118.9657 | 0 |  | 27.6498
|  | 11 | 1/2" Flexible Connector | 240 | 247 | pcs | 17.7778 | 4391.1111 | 6 | 1482 | 5873.1111 | 24.3567 | 8.2204 | 32.5771 | 8046.5438 | 8046.5438 | 0 |  | 16
|  | 12 | Electrical Tape Big | 95 | 100 | pcs | 27.7778 | 2777.7778 | 9 | 900 | 3677.7778 | 38.0574 | 12.3306 | 50.3879 | 5038.7945 | 5038.7945 | 0 |  | 25
0
| E. | TELEPHONE & DATA | [13 empty] | 0
|  | 1 | # 22/3C Telephone wire | 1337 | 1346 | lm | 10 | 13460 | 4 | 5384 | 18844 | 13.7006 | 5.4803 | 19.1809 | 25817.5043 | 25817.5043 | 0
|  | 2 | CAT 5 UTP Cable | 1113 | 1120 | lm | 25 | 28000 | 9 | 10080 | 38080 | 34.2516 | 12.3306 | 46.5822 | 52172.0741 | 52172.0741 | 0
|  | 3 | 1 - Gang Telephone Outlet | 33 | 33 | sets | 258 | 8514 | 100 | 3300 | 11814 | 353.4768 | 137.0065 | 490.4833 | 16185.9476 | 16185.9476 | 0
|  | 4 | 1 - Gang Data Outlet | 33 | 33 | sets | 456 | 15048 | 100 | 3300 | 18348 | 624.7496 | 137.0065 | 761.7561 | 25137.9521 | 25137.9521 | 0
|  | 1 | Telephone Terminal Cabinet | 1 | 1 | pc | 4500 | 4500 | 900 | 900 | 5400 | 6165.2924 | 1233.0585 | 7398.3508 | 7398.3508 | 7398.3508 | 0
|  | 2 | Data Cabinet | 1 | 1 | pc | 15000 | 15000 | 3000 | 3000 | 18000 | 20550.9746 | 4110.1949 | 24661.1695 | 24661.1695 | 24661.1695 | 0
|  | 3 | 2RU cable management | 1 | 1 | unit | 12000 | 12000 | 450 | 450 | 12450 | 16440.7797 | 616.5292 | 17057.3089 | 17057.3089 | 17057.3089 | 0 | [12 empty] | 40999
|  | 4 | Patch panel 24 Port | 2 | 2 | pcs | 5612 | 11224 | 2000 | 4000 | 15224 | 7688.8046 | 2740.1299 | 10428.9346 | 20857.8691 | 20857.8691 | 0
|  | 5 | Miscellaneous | 1 | 1 | lot | 10500 | 10500 | 5500 | 5500 | 16000 | 14385.6822 | 7535.3573 | 21921.0395 | 21921.0395 | 21921.0395 | 0 |  |  | ITEM | DESCRIPTION | QTY | UNIT | UNIT PRICE (Php) |  |  | AMOUNT (Php) | [6 empty] | top | SB
[16 empty] | 0 |  |  |  | 1. LAVATORY COUNTERTOP, Dim. 600mm x 1800mm with 150mm Splash Board and 200mm Fascia Board | [9 empty] | 0.6 | 1.8 | 1.08 | 2.4 | 0.6 | 0.15
| SUBTOTAL III | [6 empty] | 1267336.3891 |  | 275336 | 1542672.3891 |  |  |  | 2113561.4021 | 2113561.4021 | 0 |  |  | MATERIAL | JET BLACK | 2.268 | m2 | P | 2300 | /m2 | P | 5216.4 |  | 0.15 | 1.8 | 0.27 | 1.95 | 1.8 | 0.6
VI | PLUMBING WORKS (MODEL UNITS EXCLUDED) | [14 empty] | 0 | [9 empty] | Material Cost : | P | 5216.4 |  | 0.15 | 0.6 | 0.09 | 0.75 | 0.15 | 1.8
| A. | TOILET/KITCHEN FIXTURES | [13 empty] | 0 | [13 empty] | 0.15 | 0.6 | 0.09 | 0.75 |  | 0.6
|  | 1 | Water closet (OSM) | 10 | 10 | sets |  | 0 | 850 | 8500 | 8500 | OSM | 1164.5552 | 1164.5552 | 11645.5523 | 11645.5523 | 0 |  |  | LABOR | Installation works | 1.89 | m2 | P | 400 | /m2 | P | 756 |  | 0.2 | 1.8 | 0.36 | 2 |  | 0.2
|  | 2 | Urinal (OSM) | 3 | 3 | sets |  | 0 | 850 | 2550 | 2550 | OSM | 1164.5552 | 1164.5552 | 3493.6657 | 3493.6657 | 0 |  |  |  | Cutting Works | 7.85 | m2 |  | 100 | /m2 |  | 785
|  | 3 | Lavatory (OSM) | 7 | 7 | sets |  | 0 | 700 | 4900 | 4900 | OSM | 959.0455 | 959.0455 | 6713.3184 | 6713.3184 | 0 |  |  |  | Top Flat Edge Polished | 2.55 | lm |  | 400 | /lm |  | 1020
|  | 4 | Lavatory Faucet (OSM) | 7 | 7 | sets |  | 0 | 400 | 2800 | 2800 | OSM | 548.026 | 548.026 | 3836.1819 | 3836.1819 | 0 |  |  |  | SB Flat Edge Polished | 3.35 | lm |  | 400 | /lm |  | 1340
|  | 5 | Stainless Steel Kitchen Sink (OSM) | 2 | 2 | sets |  | 0 | 500 | 1000 | 1000 | OSM | 685.0325 | 685.0325 | 1370.065 | 1370.065 | 0 |  |  |  | Sink Hole | 2 | hole |  | 500 | /hole |  | 1000 |  |  |  | 1.89 | 7.85 | 2.55 | 3.35
|  | 6 | Kitchen Sink Faucet (OSM) | 2 | 2 | sets |  | 0 | 500 | 1000 | 1000 | OSM | 685.0325 | 685.0325 | 1370.065 | 1370.065 | 0 | [8 empty] | Labor Cost : | P | 4901
|  | 7 | Slop Sink Faucet (OSM) | 2 | 2 | sets |  | 0 | 300 | 600 | 600 | OSM | 411.0195 | 411.0195 | 822.039 | 822.039 | 0 | [8 empty] | Sub-Total Materials and Labor Cost : | P | 10117.4
|  | 8 | Hygienical Spray (OSM) | 10 | 10 | sets |  | 0 | 350 | 3500 | 3500 | OSM | 479.5227 | 479.5227 | 4795.2274 | 4795.2274 | 0
|  | 9 | Floor Drain | 12 | 12 | sets | 523.8095 | 6285.7143 | 250 | 3000 | 9285.7143 | 717.6531 | 342.5162 | 1060.1693 | 12722.0319 | 12722.0319 | 0
|  | 10 | Grease Trap 5GPM | 2 | 2 | sets | 5714.2857 | 11428.5714 | 1500 | 3000 | 14428.5714 | 7828.9427 | 2055.0975 | 9884.0401 | 19768.0803 | 19768.0803 | 0 | [16 empty] | top | SB
|  | 11 | Miscellaneous | 1 | 1 | lot | 10000 | 10000 | 4000 | 4000 | 14000 | 13700.6497 | 5480.2599 | 19180.9096 | 19180.9096 | 19180.9096 | 0 |  |  | ITEM | DESCRIPTION | QTY | UNIT | UNIT PRICE (Php) |  |  | AMOUNT (Php)
[16 empty] | 0 |  |  |  | 2. LAVATORY COUNTERTOP, Dim. 600mm x 1000mm with 150mm Splash Board and 200mm Fascia Board | [9 empty] | 0.6 | 1 | 0.6 | 1.6 | 0.6 | 0.15
| B. | TOILET ACCESSORIES | [13 empty] | 0 |  |  |  | MATERIAL | JET BLACK | 1.548 | m2 | P | 2300 | /m2 | P | 3560.4 |  | 0.15 | 1 | 0.15 | 1.15 | 1 | 0.6
|  | 1 | Hand Dryer | 5 | 5 | pcs |  | 0 | 400 | 2000 | 2000 | OSM | 548.026 | 548.026 | 2740.1299 | 2740.1299 | 0
|  | 2 | Toilet Paper Holder (OSM) | 10 | 10 | pcs |  | 0 | 250 | 2500 | 2500 | OSM | 342.5162 | 342.5162 | 3425.1624 | 3425.1624 | 0 | [8 empty] | Material Cost : | P | 3560.4 |  | 0.15 | 0.6 | 0.09 | 0.75 | 0.15 | 1
|  | 3 | Stainless Steel Grab Bar (OSM) | 1 | 1 | set |  | 0 | 700 | 700 | 700 | OSM | 959.0455 | 959.0455 | 959.0455 | 959.0455 | 0 | [12 empty] | 0.15 | 0.6 | 0.09 | 0.75 |  | 0.6
|  | 4 | 1100mm x 60mm x 6mm THK mirror on 6mm THK marine plywood backing (OSM) | 7 | 7 | sets |  | 0 | 1200 | 8400 | 8400 | OSM | 1644.078 | 1644.078 | 11508.5458 | 11508.5458 | 0 |  |  | LABOR | Installation works | 1.29 | m2 | P | 400 | /m2 | P | 516 |  | 0.2 | 1.8 | 0.36 | 2 |  | 0.2
|  | 5 | Ga. 18 steel shelving 250mm x 600mm (OSM) | 2 | 2 | pcs |  | 0 | 450 | 900 | 900 | OSM | 616.5292 | 616.5292 | 1233.0585 | 1233.0585 | 0 |  |  |  | Cutting Works | 6.25 | m2 |  | 100 | /m2 |  | 625
|  | 6 | Mop Rack (OSM) | 2 | 2 | pcs |  | 0 | 450 | 900 | 900 | OSM | 616.5292 | 616.5292 | 1233.0585 | 1233.0585 | 0 |  |  |  | Top Flat Edge Polished | 1.75 | lm |  | 400 | /lm |  | 700
|  | 7 | Aluminum Tile Trim | 41.04 | 42 | lm | 186.0465 | 7813.9535 | 165 | 6930 | 14743.9535 | 254.8958 | 226.0607 | 480.9565 | 20200.1742 | 20200.1742 | 0 |  |  |  | SB Flat Edge Polished | 2.55 | lm |  | 400 | /lm |  | 1020
|  | 8 | 1.2mm THK Stainless Steel End Cap | 1.2 | 2.4 | lm | 1720.9302 | 4130.2326 | 260 | 624 | 4754.2326 | 2357.7862 | 356.2169 | 2714.0031 | 6513.6075 | 6513.6075 | 0 |  |  |  | Sink Hole | 1 | hole |  | 500 | /hole |  | 500 |  |  |  | 1.29 | 6.25 | 1.75 | 2.55
[16 empty] | 0 | [9 empty] | Labor Cost : | P | 3361
| SUBTOTAL VI | [6 empty] | 39658.4718 |  | 57804 | 97462.4718 |  |  |  | 133529.9185 | 133529.9185 | 0 | [8 empty] | Sub-Total Materials and Labor Cost : | P | 6921.4
[11 empty] | 8455803.3707 |  |  |  |  | 11585000
| GRAND TOTAL AMOUNT (VAT INC.) | [6 empty] | 6426578.0432 |  | 2029225.3275 | 8455803.3707 | 11585000 |  |  |  | 11585000 | 0
[20 empty] | ITEM | DESCRIPTION | QTY | UNIT | UNIT PRICE (Php) |  |  | AMOUNT (Php) | [6 empty] | top | SB
[20 empty] | 3. LAVATORY COUNTERTOP, Dim. 600mm x 2250mm with 100mm Splash Board and 65mm Fascia Board | [9 empty] | 0.6 | 2.25 | 1.35 | 2.85 | 0.6 | 0.1
[20 empty] | MATERIAL | JET BLACK | 2.2095 | m2 | P | 2300 | /m2 | P | 5081.85 |  | 0.1 | 2.25 | 0.225 | 2.35 | 2.25 | 0.6
[26 empty] | Material Cost : | P | 5081.85 |  | 0.1 | 0.6 | 0.06 | 0.7 | 0.1 | 2.25
Prepared by: | [29 empty] | 0.1 | 0.6 | 0.06 | 0.7 |  | 0.6
[20 empty] | LABOR | Installation works | 1.8413 | m2 | P | 400 | /m2 | P | 736.5 |  | 0.065 | 2.25 | 0.14625 | 2.315 |  | 0.1
For KONSTRUKTURA | [20 empty] | Cutting Works | 8.915 | m2 |  | 100 | /m2 |  | 891.5
[21 empty] | Top Flat Edge Polished | 2.95 | lm |  | 400 | /lm |  | 1180
[21 empty] | SB Flat Edge Polished | 3.65 | lm |  | 400 | /lm |  | 1460
Engr. Gerald Borja | [20 empty] | Sink Hole | 1 | hole |  | 500 | /hole |  | 500 |  |  |  | 1.8413 | 8.915 | 2.95 | 3.65
Engineering Department | [25 empty] | Labor Cost : | P | 4768
[26 empty] | Sub-Total Materials and Labor Cost : | P | 9849.85
[20 empty] | ITEM | DESCRIPTION | QTY | UNIT | UNIT PRICE (Php) |  |  | AMOUNT (Php) | [6 empty] | top | SB
[20 empty] | 4. LAVATORY COUNTERTOP, Dim. 600mm x 3200mm with 100mm Splash Board and 65mm Fascia Board | [9 empty] | 0.6 | 3.2 | 1.92 | 3.8 | 0.6 | 0.1
[20 empty] | MATERIAL | JET BLACK | 3.0816 | m2 | P | 2300 | /m2 | P | 7087.68 |  | 0.1 | 3.2 | 0.32 | 3.3 | 3.2 | 0.6
[13 empty] | DC |  | 8455803.3707 | [10 empty] | Material Cost : | P | 7087.68 |  | 0.1 | 0.6 | 0.06 | 0.7 | 0.1 | 3.2
[30 empty] | 0.1 | 0.6 | 0.06 | 0.7 |  | 0.6
[9 empty] | Mobilization |  | incl | CONT | 253674.1011 |  | 8709477.4718 |  |  |  |  | LABOR | Installation works | 2.568 | m2 | P | 400 | /m2 | P | 1027.2 |  | 0.065 | 3.2 | 0.208 | 3.265 |  | 0.1
[9 empty] | Demobilization |  | incl | OH | 328828.3499 |  | 9038305.8218 | [5 empty] | Cutting Works | 11.765 | m2 |  | 100 | /m2 |  | 1176.5
[9 empty] | Bonds/Ins |  | by owner | OTHERS |  |  | 9038305.8218 | [5 empty] | Top Flat Edge Polished | 3.9 | lm |  | 400 | /lm |  | 1560
[9 empty] | Permits |  | by owner | PROF | 1355745.8733 |  | 10394051.695 | [5 empty] | SB Flat Edge Polished | 4.6 | lm |  | 400 | /lm |  | 1840
[8 empty] | ?? | Contractors Tax |  |  | TAX | 1039405.1695 |  | 11433456.8645 | [5 empty] | Sink Hole | 1 | hole |  | 500 | /hole |  | 500 |  |  |  | 2.568 | 11.765 | 3.9 | 4.6
[9 empty] | Supervision |  | incl | [14 empty] | Labor Cost : | P | 6103.7
[9 empty] | TK/Foreman |  | 64761.9048 | GT W/O VAT | 2977653.4938 |  | 11585000 | [10 empty] | Sub-Total Materials and Labor Cost : | P | 13191.38
[9 empty] | ofc staff |  | 30000 | GT W/VAT | 2977653.4938 |  | 151543.1355
[9 empty] | ofc suppplies |  | 15000
[9 empty] | Transportation Staff |  | 18000
[9 empty] | Communication |  | 18000
[8 empty] | xx | Tools/equipt.
[9 empty] | Barracks |  | 37209.3023
[9 empty] | temfacil |  | incl
[8 empty] | xx | TOILET
[9 empty] | H. Keeping |  | 16000
[9 empty] | Demolition |  | incl
[8 empty] | xx | handling
[8 empty] | xx | hauling materials
[8 empty] | xx | hauling out of debris
[8 empty] | xx | utilities water
[8 empty] | xx?? | utilities electric
[9 empty] | temp util deposits |  | 15000
[8 empty] | xx | safety
[9 empty] | Rep |  | 15000
[9 empty] | bodegero w/ cellphone |  | 42857.1429
[9 empty] | Professional Fee |  | none
[9 empty] | reports |  | 10000
Plans
[9 empty] | As-built plans |  | incl
[9 empty] | Shop drawing |  | 3500
[9 empty] | Board up |  | incl
[9 empty] | Signboards |  | 3500
[9 empty] | Signals & warnings |  | 3500
[9 empty] | Sec guard |  | 0
[9 empty] | Protection of prop |  | 12000
[9 empty] | exhaust fans/vac |  | none
[9 empty] | ads |  | 8500
[9 empty] | messenger |  | 8500
[9 empty] | janitor |  | none
[8 empty] | xx | Testing and Commissioning
[9 empty] | Restoration |  | none
[9 empty] | Nurse |  | none
[9 empty] | Final Cleaning |  | 7500
Scaffolding
[9 empty] | Line/Grade |  | by owner
[8 empty] | xx | Health Certificate
Warranty
Note on E50: KCI PC#04-1: ung 85 para sa stair under slab (main & fire exit stair)
Note on E51: KCI PC#04-1: yung 46 sq.m para sa ficemboard parapet
Note on H55: KCI PC#04-1: kasama painting dito
Note on J55: KCI PC#04-1: kasama painting dito
Note on H56: KCI PC#04-1: kasama painting dito
Note on J56: KCI PC#04-1: kasama painting dito
Note on H58: KCI PC#04-1: kasama paintng dito
Note on J58: KCI PC#04-1: kasama painting dito
Note on E62: KCI PC#04-1: ilalim ng hagdan (main stair at fire exit)
Note on H72: KCI PC#04-1: kasama na hamba at pintura ng hamba( labor & material)
Note on H73: KCI PC#04-1: kasama na hamba at pintura ng hamba( labor & material)
Note on H74: KCI PC#04-1: kasama na hamba at pintura ng hamba( labor & material)
Note on H75: KCI PC#04-1: kasama na hamba at pintura ng hamba( labor & material)
Note on H76: KCI PC#04-1: kasama na hamba at pintura ng hamba( labor & material)
Note on D77: KCI PC#04-1: By: Rapid Forming
Note on H77: KCI PC#04-1: POWDER COATED FINISH NA.
Note on D79: KCI PC#04-1: By: Rapid Forming
Note on H79: KCI PC#04-1: POWDER COATED FINISH NA.
Note on E120: KCI PC#04-1: 3 pcs. Per door
Note on E123: 4 pcs. Per door( metal door w/ panic device)
Note on D223: KCI PC#04-1: 5GPM
Note on D231: KCI PC#04-1: at slop sink
Note on D232: KCI PC#04-1: at slop sink
Note on D234: KCI PC#04-1: @ slop sink
Note on L280: PPE

## ELECTRICAL
Project | : |  | Vertis North Sales Pavilion
Location | : |  | Edsa, North Triangle, Brgy. Bagong Pag-asa Quezon City
Subject | : |  | Bill of Quantities for Architectural,Electrical & Plumbing Works
Date | : |  | 2015-03-09 11:06
ITEM | DESCRIPTION |  |  | QTY | UNIT | UM | TM | UL | TL | AMOUNT
III | ELECTRICALWORKS
| A. | LIGHTING FIXTURES
|  | 1 | 6" CFL Pin Light w/o diffuser | 67 | pcs |  | 0 | 100 | 6700 | 6700
|  | 2 | 150mmX150mm Recessed Pinlight w/ 13W CFL | 88 | pcs |  | 0 | 100 | 8800 | 8800
|  | 3 | Porcelain Receptacle w/ 15W CFL | 4 | pcs |  | 0 | 100 | 400 | 400
|  | 4 | 100X100X200mm Wall lamp w/ Glass Diffuser Alum | 18 | pcs |  | 0 | 200 | 3600 | 3600
CAS Body powder coated finish and 18W Warm White CFL
|  | 5 | Wall Lamp | 3 | pcs |  | 0 | 200 | 600 | 600
|  | 6 | 600mmX1200mm Lighting fixture w/ 4-36W Fluorescent | 44 | pcs |  | 0 | 200 | 8800 | 8800
Lamp, 220V 60HZ (Phillips) w/ Mirrorized Louvers
|  | 7 | Emergency Light | 25 | pcs |  | 0 | 200 | 5000 | 5000
|  | 8 | Exit Light | 4 | pcs |  | 0 | 200 | 800 | 800
| B. | WIRES & CABLES
|  | 1 | 2.0mm² THHN | 2284 | lm | 14 | 31976 | 5 | 11420 | 43396
|  | 2 | 3.5mm² THHN | 6464 | lm | 21 | 135744 | 8 | 51712 | 187456
|  | 3 | 5.5mm² THHN | 1087 | lm | 32 | 34784 | 12 | 13044 | 47828
|  | 4 | 8mm² THHN | 1771 | lm | 49 | 86779 | 18 | 31878 | 118657
|  | 5 | 14mm² THHN | 21 | lm | 78 | 1638 | 28 | 588 | 2226
|  | 6 | 22mm² THHN | 24 | lm | 123 | 2952 | 44 | 1056 | 4008
|  | 7 | 30mm² THHN | 9 | lm | 179 | 1611 | 63 | 567 | 2178
|  | 8 | 50mm² THHN | 34 | lm | 291 | 9894 | 102 | 3468 | 13362
|  | 9 | 150mm² THHN | 27 | lm | 833 | 22491 | 292 | 7884 | 30375
|  | 10 | 250mm² THHN | 102 | lm | 1349 | 137598 | 473 | 48246 | 185844
| C. | SWITCHES & OUTLETS
|  | 1 | One Gang switch | 24 | sets | 78 | 1872 | 70 | 1680 | 3552
|  | 2 | Two Gang switch | 6 | sets | 125 | 750 | 70 | 420 | 1170
|  | 3 | Three Gang switch | 3 | sets | 171 | 513 | 70 | 210 | 723
|  | 4 | Three Way switch | 4 | sets | 124 | 496 | 70 | 280 | 776
|  | 5 | 2-Gang CO w/ ground rod | 104 | sets | 217 | 22568 | 70 | 7280 | 29848
|  | 6 | 1-Gang CO w/ ground | 5 | sets | 145 | 725 | 70 | 350 | 1075
|  | 7 | 2-Gang CO w/ ground slot wp | 10 | sets | 514 | 5140 | 70 | 700 | 5840
| D. | PANEL BOARDS
|  | 1 | 400A 3P MCB in NEMA 4X | 1 | set | 25156 | 25156 | 4000 | 4000 | 29156
|  | 2 | 70A 3P Lugs only, 18-20A2PCB | 1 | set | 14517 | 14517 | 3000 | 3000 | 17517
|  | 3 | 100A 3P Lugs only, 18-20A2PCB | 1 | set | 14517 | 14517 | 3000 | 3000 | 17517
|  | 4 | 300A 3P Lugs only, 2-20A2PCB | 1 | set | 21994 | 21994 | 3500 | 3500 | 25494
|  | 5 | 2-30A 2PCB, 9-50A2PCB, 5-50A3PCB | 1 | set | 43350 | 43350 | 5000 | 5000 | 48350
400A 3PCB, 1-70A3PCB, 1-100A3PCB
|  | 7 | 20A 2P w/ NEMA 3R | 2 | sets | 992 | 1984 | 200 | 400 | 2384
|  | 8 | 30A 2P w/ NEMA 3R | 2 | sets | 992 | 1984 | 200 | 400 | 2384
|  | 5 | 50A 2P w/ NEMA 3R | 9 | sets | 1053 | 9477 | 200 | 1800 | 11277
|  | 6 | 50A 3P w/ NEMA 3R | 5 | sets | 1840 | 9200 | 200 | 1000 | 10200
|  | 7 | 1/2" Flexible Pipe | 240 | mts | 30 | 7200 | 11 | 2640 | 9840
|  | 8 | 1/2" Flexible Connector | 240 | pcs | 16 | 3840 | 6 | 1440 | 5280
|  | 9 | Electrical Tape Big | 95 | pcs | 25 | 2375 | 9 | 855 | 3230
| E. | TELEPHONE & DATA
|  | 1 | # 22/3C Telephone wire | 1337 | lm | 10 | 13370 | 4 | 5348 | 18718
|  | 2 | CAT 5 UTP Cable | 1113 | lm | 25 | 27825 | 9 | 10017 | 37842
|  | 3 | 1 - Gang Telephone Outlet | 33 | sets | 258 | 8514 | 100 | 3300 | 11814
|  | 4 | 1 - Gang Data Outlet | 33 | sets | 456 | 15048 | 100 | 3300 | 18348
|  | 1 | Telephone Terminal Cabinet | 1 | pc | 4500 | 4500 | 900 | 900 | 5400
|  | 2 | Data Cabinet | 1 | pc | 15000 | 15000 | 3000 | 3000 | 18000
|  | 3 | 2RU cable management | 1 | unit | 1200 | 1200 | 450 | 450 | 1650
|  | 4 | Patch panel 24 Port | 2 | pcs | 5612 | 11224 | 2000 | 4000 | 15224
|  | 5 | Miscellaneous | 1 | lot | 7500 | 7500 | 2500 | 2500 | 10000
| SUBTOTAL III | [5 empty] | 757306 |  | 275333 | 1032639

## Archi-Elec-Plumb (FINAL)
Project | : |  | Vertis North Sales Pavilion
Location | : |  | Edsa, North Triangle, Brgy. Bagong Pag-asa Quezon City
Subject | : |  | Bill of Quantities for Architectural,Electrical & Plumbing Works
Date | : |  | 2015-03-09 11:06
ITEM | DESCRIPTION |  |  | KCI QTY | QTY | UNIT | UM | TM | UL | TL | DC | UNIT RATE |  |  | GROSS AMOUNT
[12 empty] | MATERIAL | LABOR | TOTAL
I | PRELIMINARIES
|  | 1 | Mobilization / Demobilization | 1 | 1 | lot | 10000 | 10000 | 10000 | 10000 | 20000 | 13733.6251 | 13733.6251 | 27467.2501 | 27467.2501 | 27467.2501 | 0
|  | 2 | Temporary Facilities | 1 | 1 | lot | 10000 | 10000 | 8000 | 8000 | 18000 | 13733.6251 | 10986.9 | 24720.5251 | 24720.5251 | 24720.5251 | 0
|  | 3 | General Cleaning and Clearing of Site | 1 | 1 | lot | 5000 | 5000 | 10000 | 10000 | 15000 | 6866.8125 | 13733.6251 | 20600.4376 | 20600.4376 | 20600.4376 | 0
|  | 4 | Project Supervision (including safety officer) | 1 | 1 | lot |  | 0 | 213333.3333 | 213333.3333 | 213333.3333 | 0 | 292984.0011 | 292984.0011 | 292984.0011 | 292984.0011 | 0
|  | 5 | Bonds and Insurances | 1 | 1 | lot | 66771.472 | 66771.472 | 2500 | 2500 | 69271.472 | 91701.436 | 3433.4063 | 95134.8423 | 95134.8423 | 95134.8423 | 0
|  | 6 | Safety Requirements (Signages,PPE etc.) | 1 | 1 | lot | 35000 | 35000 | 5000 | 5000 | 40000 | 48067.6877 | 6866.8125 | 54934.5002 | 54934.5002 | 54934.5002 | 0
|  | 7 | Health Certificate | 1 | 1 | lot | 108000 | 108000 |  | 0 | 108000 | 148323.1506 | 0 | 148323.1506 | 148323.1506 | 148323.1506 | 0
|  | 8 | Permits, Clearances & Licenses (By Owner) | 1 | 1 | lot |  | 0 |  | 0 | 0 | 0 | 0 | 0 | BY OWNER | 0 | #VALUE!
|  | 9 | Electric Consumption (Genset) | 1320 | 1320 | hrs. | 390 | 514800 | 76 | 100320 | 615120 | 535.6114 | 104.3756 | 639.9869 | 844782.7443 | 844782.7443 | 0
|  | 10 | Water Consumption | 1 | 1 | lot | 46601.9417 | 46601.9417 | 4000 | 4000 | 50601.9417 | 64001.3595 | 5493.45 | 69494.8095 | 69494.8095 | 69494.8095 | 0
|  | 11 | Temporary Enclosure | 1 | 1 | lot | 20000 | 20000 | 5000 | 5000 | 25000 | 27467.2501 | 6866.8125 | 34334.0626 | 34334.0626 | 34334.0626 | 0
|  | 12 | As-built Plans | 1 | 1 | lot | 10000 | 10000 | 15000 | 15000 | 25000 | 13733.6251 | 20600.4376 | 34334.0626 | 34334.0626 | 34334.0626 | 0
|  | 13 | Tools and Equipment | 1 | 1 | lot | 45000 | 45000 |  | 0 | 45000 | 61801.3127 | 0 | 61801.3127 | 61801.3127 | 61801.3127 | 0
|  | 14 | Portable Toilet | 1 | 1 | lot | 32380.9524 | 32380.9524 | 2000 | 2000 | 34380.9524 | 44470.7859 | 2746.725 | 47217.5109 | 47217.5109 | 47217.5109 | 0
|  | 15 | Handling and Hauling of Materials | 1 | 1 | lot | 51650.4854 | 51650.4854 | 22135.9223 | 22135.9223 | 73786.4078 | 70934.8401 | 30400.6457 | 101335.4858 | 101335.4858 | 101335.4858 | 0
|  | 16 | Hauling out of Debris | 1 | 1 | lot | 15000 | 15000 | 8500 | 8500 | 23500 | 20600.4376 | 11673.5813 | 32274.0189 | 32274.0189 | 32274.0189 | 0
|  | 17 | Testing and Commissioning | 1 | 1 | lot | 10000 | 10000 | 5000 | 5000 | 15000 | 13733.6251 | 6866.8125 | 20600.4376 | 20600.4376 | 20600.4376 | 0
[16 empty] | 0 | 0
| SUBTOTAL I | [6 empty] | 980204.8515 |  | 410789.2557 | 1390994.1072 |  |  |  | 1910339.1519 | 1910339.1519 | 0
II | ARCHITECTURAL WORKS | [14 empty] | 0 | 0 | [17 empty] | GUARANTEE BOND | 3450000
| A. | FLOOR FINISHES | [13 empty] | 0 | [18 empty] | Net Premium |  | 20700
|  | 1 | FF-01 600x600mm non-skid Homogenous Tiles (TAICERA G68428 bush hammer grey) | 494.8 | 498 | sq. m | 845.4717 | 421044.9057 | 214.6 | 106870.8 | 527915.7057 | 1161.1391 | 294.7236 | 1455.8627 | 725019.6361 | 725019.6361 | 0 | [17 empty] | Doc. Stamps Tax |  | 2617.5
|  | 2 | FF-02 450x450mm Vinyl tiles Carpet finish (HANWHA GT-C9710) | 262 | 265 | sq. m | 775.8266 | 205594.0476 | 75 | 19875 | 225469.0476 | 1065.4912 | 103.0022 | 1168.4933 | 309650.7361 | 309650.7361 | 0 | [7 empty] | 0.33333 | [9 empty] | 12% VAT |  | 2484
|  | 3 | FF-03 300x300mm non-skid Ceramic tiles (TAICERA G38529 Rustik DK Grey) | 23.6 | 26 | sq. m | 799.434 | 20785.283 | 216 | 5616 | 26401.283 | 1097.9126 | 296.6463 | 1394.5589 | 36258.5322 | 36258.5322 | 0 | [17 empty] | LGT |  | 41.4
|  | 4 | FF-04 400x200mm non-skid Porcelain tiles (Accent) | 12 | 14 | sq. m | 1281.3208 | 17938.4906 | 214.5 | 3003 | 20941.4906 | 1759.7179 | 294.5863 | 2054.3041 | 28760.2579 | 28760.2579 | 0 | [17 empty] | Notarial Fee |  | 200
|  | 5 | FF-04a 600x200mm non-skid Porcelain tiles (Field) COTTO Cement Wood City Lt. Grey | 28.5 | 31 | sq. m | 1293.5849 | 40101.1321 | 215.1 | 6668.1 | 46769.2321 | 1776.561 | 295.4103 | 2071.9713 | 64231.1097 | 64231.1097 | 0 |  |  | "FF-01" TILE INSTALLATION (per sq m) |  |  | unit | kci qty | qty | um | tm | ul | tl | [5 empty] | Total Gross Prem. |  | 26042.9
|  | 6 | FF-05 Plain cement | 45.86 | 48 | sq. m |  | 0 |  | 0 | 0 | 0 | 0 | 0 | INCLUDED | 0 | #VALUE! |  |  | 600mmx600mm tiles |  |  | pc | 2.77 | 2.9 | 264.1509 | 766.0377 | 74 | 214.6 | [5 empty] | Note: GUARANTEE BOND EQUALS TO SURETY BOND
|  | 7 | FF-06 600x600mm Homogenous Tiles Lapatto Finish | 238.71 | 242 | sq. m | 1060.7424 | 256699.6544 | 215.1 | 52054.2 | 308753.8544 | 1456.7838 | 295.4103 | 1752.1941 | 424030.967 | 424030.967 | 0 |  |  | tile adhesive |  |  | bag | 0.25 | 0.25 | 268.8679 | 67.217 |  | 0
|  | 8 | Floor finish @ model units and video room | 173.29 | 0 | sq. m |  | 0 |  | 0 | 0 | 0 | 0 | 0 | BY OTHERS | 0 | #VALUE! |  |  | tile grout |  |  | kg | 0.25 | 0.35 | 34.9057 | 12.217 |  | 0 | [5 empty] | PERFORMANCE BOND | 3450000
[16 empty] | 0 | 0 |  |  | mortar (topping) included @ other item |  |  | sq m | 1 | 1 | 0 | 0 | 0 | 0 | [5 empty] | Net Premium |  | 18975
| B. | WALL FINISHES | [13 empty] | 0 | [10 empty] | 845.4717 |  | 214.6 | [5 empty] | Doc. Stamps Tax |  | 2401.875
|  | 1 | WF- 600mm x 200mm Non-skid Porcelain Tiles (Accent) | 16.22 | 18 | sq.m | 1177.3113 | 21191.6038 | 215.1 | 3871.8 | 25063.4038 | 1616.8752 | 295.4103 | 1912.2855 | 34421.139 | 34421.139 | 0 | [17 empty] | 12% VAT |  | 2277
|  | 2 | WF- 600mm x 200mm Non-skid Porcelain Tiles (Field) | 44.33 | 46 | sq.m | 1287.6887 | 59233.6792 | 215.1 | 9894.6 | 69128.2792 | 1768.4634 | 295.4103 | 2063.8736 | 94938.1868 | 94938.1868 | 0 | [17 empty] | LGT |  | 37.95
|  | 3 | Paint Finish interior (color to be verified) | 1435 | 1450 | sq.m | 165 | 239250 | 165 | 239250 | 478500 | 226.6048 | 226.6048 | 453.2096 | 657153.9588 | 657153.9588 | 0 |  |  | "FF-02" VINYL TILE INSTALLATION (per sq m) |  |  | unit | kci qty | qty | um | tm | ul | tl | [5 empty] | Notarial Fee |  | 200
|  | 4 | Paint Finish Exterior (color to be verified) | 731 | 744 | sq.m | 180 | 133920 | 190 | 141360 | 275280 | 247.2053 | 260.9389 | 508.1441 | 378059.2305 | 378059.2305 | 0 |  |  | 3.0mmx450mmx450mm vinyl tiles |  |  | pc | 4.93 | 5.15 | 145.283 | 748.2075 | 18 | 92.7 | [5 empty] | Total Gross Prem. |  | 23891.825
|  | 5 | Wall finish @ model units and video room | N/A | 0 | [9 empty] | BY OTHERS | 0 | #VALUE! |  |  | adhesive |  |  | gallon | 0.0493 | 0.05 | 552.381 | 27.619 |  | 0
[16 empty] | 0 | 0 |  |  | mortar (topping) included @ other item |  |  | sq m | 1 | 1 | 0 | 0 | 0 | 0 | [5 empty] | CARI | 11500000
| C. | CEILING FINISHES | [13 empty] | 0 | 0 | [9 empty] | 775.8266 |  | 92.7 | [5 empty] | Net Premium |  | 17250
|  | 1 | CF-1 12mm thk. Gypsum Board on Metal Furring on Latex Flat Painted Finish | 269 | 273 | sq.m | 430 | 117390 | 375 | 102375 | 219765 | 590.5459 | 515.0109 | 1105.5568 | 301817.011 | 301817.011 | 0 | [17 empty] | Doc. Stamps Tax |  | 2156.25
|  | 2 | CF-2 12mm thk. Moisture Resistant Gypsum Board | 36.7 | 39 | sq.m | 492 | 19188 | 375 | 14625 | 33813 | 675.6944 | 515.0109 | 1190.7053 | 46437.5064 | 46437.5064 | 0 | [17 empty] | 12% VAT |  | 2070
|  |  | on Metal Furring on Latex Flat Painted Finish | [12 empty] | 0 | 0 |  |  | "FF-03" TILE INSTALLATION (per sq m) |  |  | unit | kci qty | qty | um | tm | ul | tl | [5 empty] | LGT |  | 34.5
|  | 3 | CF-3 6mm thk. Fiber Cement Board on Metal Furring | 62 | 64 | sq.m | 482 | 30848 | 375 | 24000 | 54848 | 661.9607 | 515.0109 | 1176.9717 | 75326.1867 | 75326.1867 | 0 |  |  | 300mmx300mm tiles |  |  | pc | 11.11 | 12 | 60 | 720 | 18 | 216 | [5 empty] | Total Gross Prem. |  | 21510.75
|  |  | on Latex Flat Painted Finish | [12 empty] | 0 | 0 |  |  | tile adhesive |  |  | bag | 0.25 | 0.25 | 268.8679 | 67.217 |  | 0
|  | 4 | CF4- 20mm thk x 600mm x 600mm Acoustic Ceiling | 252 | 255 | sq.m | 390 | 99450 | 225 | 57375 | 156825 | 535.6114 | 309.0066 | 844.6179 | 215377.5749 | 215377.5749 | 0 |  |  | tile grout |  |  | kg | 0.25 | 0.35 | 34.9057 | 12.217 |  | 0
|  |  | Board on Oven-baked T-runners | [12 empty] | 0 | 0 |  |  | mortar (topping) included @ other item |  |  | sq m | 1 | 1 | 0 | 0 | 0 | 0
|  | 5 | CF5- Exposed Slab (Plain Cement Plastered Finish) | 80.25 | 82 | sq.m |  | 0 |  | 0 | 0 | 0 | 0 | 0 | INCLUDED | 0 | #VALUE! |  |  | mortar |  |  | sq m | 1 | 1 | 0 | 0 | 0 | 0
|  | 6 | Cove Ceiling Painted finish (color to be verified) | 61.7 | 63 | lm | 130 | 8190 | 120 | 7560 | 15750 | 178.5371 | 164.8035 | 343.3406 | 21630.4595 | 21630.4595 | 0 | [9 empty] | 799.434 |  | 216
0
|  | 7 | Others (Model Units excluded) | 152.9 | 154 | sq.m |  | 0 |  | 0 | 0 | 0 | 0 | 0 | BY OTHERS | 0 | #VALUE!
[16 empty] | 0 | 0
| D. | DOORS | [13 empty] | 0 | 0
|  | 1 | D1- 2400x2000mm - Double Swing glass door & 12mm thk. | 3 | 3 | sets | 39719.6262 | 119158.8785 | 7009.3458 | 21028.0374 | 140186.9159 | 54549.4453 | 9626.3727 | 64175.818 | 192527.454 | 192527.454 | 0
|  |  | clear Tempered glass door on Aluminum frame Powder coated | [12 empty] | 0 | 0 |  |  | "FFD-04" TILE INSTALLATION (per sq m) |  |  | unit | kci qty | qty | um | tm | ul | tl
|  | 2 | D2- 2400x2050mm - Double Swing glass door & 12mm thk. | 1 | 1 | set | 39719.6262 | 39719.6262 | 7009.3458 | 7009.3458 | 46728.972 | 54549.4453 | 9626.3727 | 64175.818 | 64175.818 | 64175.818 | 0 |  |  | 400mmx200mm tiles |  |  | pc | 12.5 | 13 | 92.4528 | 1201.8868 | 16.5 | 214.5
|  |  | clear Tempered glass door on Aluminum frame Powder coated | [12 empty] | 0 | 0 |  |  | tile adhesive |  |  | bag | 0.25 | 0.25 | 268.8679 | 67.217 |  | 0
|  | 3 | D3- 2100x900mm - 45mm thk. Hollow Core HDF door | 2 | 2 | sets | 6553.3981 | 13106.7961 | 700 | 1400 | 14506.7961 | 9000.1912 | 961.3538 | 9961.5449 | 19923.0899 | 19923.0899 | 0 |  |  | tile grout |  |  | kg | 0.25 | 0.35 | 34.9057 | 12.217 |  | 0
|  | 4 | D4- 2100x800mm - 45mm thk. Hollow Core HDF door | 4 | 4 | sets | 6553.3981 | 26213.5922 | 700 | 2800 | 29013.5922 | 9000.1912 | 961.3538 | 9961.5449 | 39846.1797 | 39846.1797 | 0 |  |  | mortar (topping) included @ other item |  |  | sq m | 1 | 1 | 0 | 0 |  | 0
|  | 5 | D5- 2100x750mm - 45mm thk. Hollow Core HDF door w/ Wooden Louver | 7 | 7 | sets | 8495.1456 | 59466.0194 | 700 | 4900 | 64366.0194 | 11666.9145 | 961.3538 | 12628.2682 | 88397.8777 | 88397.8777 | 0 | [9 empty] | 1281.3208 |  | 214.5
|  | 6 | D6- 2100x900mm - 45mm thk. Hollow Core HDF door w/ Wooden Louver | 1 | 1 | set | 8495.1456 | 8495.1456 | 700 | 700 | 9195.1456 | 11666.9145 | 961.3538 | 12628.2682 | 12628.2682 | 12628.2682 | 0
|  | 7 | D7- 2100x500mm - 45mm thk. Hollow Core HDF door w/ Wooden Louver | 2 | 2 | sets | 7330.0971 | 14660.1942 | 650 | 1300 | 15960.1942 | 10066.8805 | 892.6856 | 10959.5661 | 21919.1323 | 21919.1323 | 0 |  |  | "FF-04a" TILE INSTALLATION (per sq m) |  |  | unit | kci qty | qty | um | tm | ul | tl
|  | 8 | D8- 2100x900mm - 18 GA. Cold rolled, hot dipped | 3 | 3 | sets | 7877.3585 | 23632.0755 | 700 | 2100 | 25732.0755 | 10818.4688 | 961.3538 | 11779.8225 | 35339.4676 | 35339.4676 | 0 |  |  | 600mmx200mm tiles |  |  | pc | 8.33 | 9 | 134.9057 | 1214.1509 | 23.9 | 215.1
|  |  | Galvanized Steel w/ Rockwool infill | [12 empty] | 0 | 0 |  |  | tile adhesive |  |  | bag | 0.25 | 0.25 | 268.8679 | 67.217 |  | 0
|  | 9 | D9- 2400x900mm - 18 GA. Cold rolled, hot dipped | 1 | 1 | set | 8584.9057 | 8584.9057 | 700 | 700 | 9284.9057 | 11790.1875 | 961.3538 | 12751.5413 | 12751.5413 | 12751.5413 | 0 |  |  | tile grout |  |  | kg | 0.25 | 0.35 | 34.9057 | 12.217 |  | 0
|  |  | Galvanized Steel w/ Rockwool infill | [12 empty] | 0 | 0 |  |  | mortar (topping) included @ other item |  |  | sq m | 1 | 1 | 0 | 0 | 0 | 0
[7 empty] | 1.07 | [8 empty] | 0 | 0 | [9 empty] | 1293.5849 |  | 215.1
| E. | WINDOWS | [13 empty] | 0 | 0
|  | 1 | W1- 6800x4555mm - (Fixed window) 10mm thk. Clear | 1 | 1 | set | 221449.6262 | 221449.6262 | 39079.3458 | 39079.3458 | 260528.972 | 304130.6134 | 53670.1082 | 357800.7216 | 357800.7216 | 357800.7216 | 0 | 236951.1 | 41814.9 | "FF-06" TILE INSTALLATION (per sq m) |  |  | unit | kci qty | qty | um | tm | ul | tl
|  |  | tempered glass on Aluminum frame Powder coated finish | [12 empty] | 0 | 0 |  |  | 600mmx600mm tiles |  |  | pc | 2.77 | 3 | 327.1028 | 981.3084 | 71.7 | 215.1
|  | 2 | W2- (Fixed window) 10mm thk. Clear tempered glass | 1 | 1 | set | 95682.1963 | 95682.1963 | 16885.0935 | 16885.0935 | 112567.2897 | 131406.3408 | 23189.3543 | 154595.695 | 154595.695 | 154595.695 | 0 | 102379.95 | 18067.05 | tile adhesive |  |  | bag | 0.25 | 0.25 | 268.8679 | 67.217 |  | 0
|  |  | on Aluminum frame Powder coated finish | [12 empty] | 0 | 0 |  |  | tile grout |  |  | kg | 0.25 | 0.35 | 34.9057 | 12.217 |  | 0
|  | 3 | W3- (Fixed window) 10mm thk. Clear tempered glass | 1 | 1 | set | 75806.8925 | 75806.8925 | 13377.6869 | 13377.6869 | 89184.5794 | 104110.3438 | 18372.4136 | 122482.7575 | 122482.7575 | 122482.7575 | 0 | 81113.375 | 14314.125 | mortar (topping) included @ other item |  |  | sq m | 1 | 1 | 0 | 0 | 0 | 0
|  |  | on Aluminum frame Powder coated finish | [12 empty] | 0 | 0 | [9 empty] | 1060.7424 |  | 215.1
|  | 4 | W4- (Fixed window) 10mm thk. Clear tempered glass | 1 | 1 | set | 36019.3458 | 36019.3458 | 6356.3551 | 6356.3551 | 42375.7009 | 49467.619 | 8729.5798 | 58197.1988 | 58197.1988 | 58197.1988 | 0 | 38540.7 | 6801.3
|  |  | on Aluminum frame Powder coated finish | [12 empty] | 0 | 0
|  | 5 | W5- 600x2750mm - (Awning window) 6mm thk., Annealed | 2 | 2 | sets | 10027.2196 | 20054.4393 | 1769.5093 | 3539.0187 | 23593.4579 | 13771.0075 | 2430.1778 | 16201.1853 | 32402.3705 | 32402.3705 | 0 | 10729.125 | 1893.375 | "WF-" Wall TILE INSTALLATION (per sq m) |  |  | unit | kci qty | qty | um | tm | ul | tl
|  |  | glass on Aluminum frame Powder coated finish | [12 empty] | 0 | 0 |  |  | 600mmx200mm tiles "Accent" |  |  | pc | 8.33 | 9 | 122.6415 | 1103.7736 | 23.9 | 215.1
|  | 6 | W6- 600x3550mm - (Awning window) 6mm thk., Annealed | 2 | 2 | sets | 12944.229 | 25888.4579 | 2284.2757 | 4568.5514 | 30457.0093 | 17777.1187 | 3137.1386 | 20914.2573 | 41828.5147 | 41828.5147 | 0 | 13850.325 | 2444.175 | tile adhesive |  |  | bag | 0.25 | 0.25 | 245.283 | 61.3208 |  | 0
|  |  | glass on Aluminum frame Powder coated finish | [12 empty] | 0 | 0 |  |  | tile grout |  |  | kg | 0.25 | 0.35 | 34.9057 | 12.217 |  | 0
|  | 7 | W7- 600x1800mm - (Awning window) 6mm thk., Annealed | 4 | 4 | sets | 6563.271 | 26253.0841 | 1158.2243 | 4632.8972 | 30885.9813 | 9013.7503 | 1590.6618 | 10604.4122 | 42417.6487 | 42417.6487 | 0 | 7022.7 | 1239.3 | mortar (topping) included @ other item |  |  | sq m | 1 | 1 | 0 | 0 | 0 | 0
|  |  | glass on Aluminum frame Powder coated finish | [12 empty] | 0 | 0 | [9 empty] | 1177.3113 |  | 215.1
|  | 8 | W8- 600x900mm - (Awning window) 6mm thk., Annealed | 1 | 1 | set | 3281.6355 | 3281.6355 | 579.1121 | 579.1121 | 3860.7477 | 4506.8752 | 795.3309 | 5302.2061 | 5302.2061 | 5302.2061 | 0 | 3511.35 | 619.65
|  |  | glass on Aluminum frame Powder coated finish | [12 empty] | 0 | 0
|  | 9 | W9- 8510x2400mm - (Fixed window) 10mm thk. Clear | 1 | 1 | set | 146022.0561 | 146022.0561 | 25768.5981 | 25768.5981 | 171790.6542 | 200541.2168 | 35389.6265 | 235930.8433 | 235930.8433 | 235930.8433 | 0 | 156243.6 | 27572.4 | "WF-" Wall TILE INSTALLATION (per sq m) |  |  | unit | kci qty | qty | um | tm | ul | tl
|  |  | tempered glass on Aluminum frame Powder coated finish | [12 empty] | 0 | 0 |  |  | 600mmx200mm tiles "Field" |  |  | pc | 8.33 | 9 | 134.9057 | 1214.1509 | 23.9 | 215.1
|  | 10 | W10- (Fixed window) 10mm thk. Clear tempered glass | 1 | 1 | set | 159048.5047 | 159048.5047 | 28067.3832 | 28067.3832 | 187115.8879 | 218431.2528 | 38546.6917 | 256977.9445 | 256977.9445 | 256977.9445 | 0 | 170181.9 | 30032.1 | tile adhesive |  |  | bag | 0.25 | 0.25 | 245.283 | 61.3208 |  | 0
|  |  | on Aluminum frame Powder coated finish | [12 empty] | 0 | 0 |  |  | tile grout |  |  | kg | 0.25 | 0.35 | 34.9057 | 12.217 |  | 0
|  | 11 | W11- 2400x900mm - (Awning type window w/ Fixed glass) | 24 | 24 | sets | 14585.0467 | 350041.1215 | 2573.8318 | 61771.9626 | 411813.0841 | 20030.5563 | 3534.8041 | 23565.3604 | 565568.6489 | 565568.6489 | 0 | 15606 | 2754 | mortar (topping) included @ other item |  |  | sq m | 1 | 1 | 0 | 0 |  | 0
|  |  | 10mm thk. clear float tempered glass on Aluminum | [12 empty] | 0 | 0 | [9 empty] | 1287.6887 |  | 215.1
|  |  | frame Powder coated finish | [12 empty] | 0 | 0
|  | 12 | W12- 2400x1200mm - (Awning type window w/ Fixed glass) | 1 | 1 | set | 19446.729 | 19446.729 | 3431.7757 | 3431.7757 | 22878.5047 | 26707.4084 | 4713.0721 | 31420.4805 | 31420.4805 | 31420.4805 | 0 | 20808 | 3672
|  |  | 10mm thk. clear float tempered glass on Aluminum | [12 empty] | 0 | 0
|  |  | frame Powder coated finish | [12 empty] | 0 | 0
|  | 13 | W13- 2400x6700mm - (Fixed window) 10mm thk. Clear float | 1 | 1 | set | 62725.2336 | 62725.2336 | 11069.1589 | 11069.1589 | 73794.3925 | 86144.484 | 15201.9678 | 101346.4518 | 101346.4518 | 101346.4518 | 0 | 67116 | 11844
|  |  | tempered glass on Aluminum frame Brown Powder coated finish | [12 empty] | 0 | 0 |  |  | PEBBLES(per sq m) |  | unit | kci qty | qty | um | tm | ul | tl
|  | 14 | W14- 2400x9000mm - (Fixed window) 10mm thk. Clear float | 1 | 1 | set | 120112.1495 | 120112.1495 | 21196.2617 | 21196.2617 | 141308.4112 | 164957.5226 | 29110.151 | 194067.6736 | 194067.6736 | 194067.6736 | 0 | 128520 | 22680 |  | sand | cu m | 0.008 | 0.01 | 1000 | 10 | 600 | 6
|  |  | tempered glass on Aluminum frame Brown Powder coated finish | [12 empty] | 0 | 0 |  |  |  | cement | bag | 0.144 | 0.17 | 213.9535 | 36.3721 | 150 | 25.5
|  | 15 | W15- 2400x6900mm - (Fixed window) 10mm thk. Clear float | 1 | 1 | set | 64059.8131 | 64059.8131 | 11304.6729 | 11304.6729 | 75364.486 | 87977.3454 | 15525.4139 | 103502.7593 | 103502.7593 | 103502.7593 | 0 | 68544 | 12096 |  | pebbles | bag | 5 | 5 | 47.619 | 238.0952 | 20 | 100
|  |  | tempered glass on Aluminum frame Brown Powder coated finish | [12 empty] | 0 | 0 | [8 empty] | 284.4673 |  | 131.5
|  | 16 | W16- 2400x3660mm - (Fixed window) 10mm thk. Clear float | 1 | 1 | set | 48845.6075 | 48845.6075 | 8619.8131 | 8619.8131 | 57465.4206 | 67082.7259 | 11838.1281 | 78920.854 | 78920.854 | 78920.854 | 0 | 52264.8 | 9223.2
|  |  | tempered glass on Aluminum frame Brown Powder coated finish | [12 empty] | 0 |  |  |  | Ramp railing |  | unit | kci qty | qty | um | tm | ul | tl
[16 empty] | 0 |  |  |  | 38mm dia. B.I pipe |  | lm | 26 | 30 | 257.1429 | 7714.2857 | 150 | 4500
| F. | HARDWARES | [13 empty] | 0 |  |  |  | 6mm thk steel plate w/ 50mm long bar |  | pcs | 10 | 10 | 250 | 2500 | 65 | 650
|  | 1 | Mortise Leverset in Satin Finish Schlage or approved equal | 20 | 20 | sets | 2285.7143 | 45714.2857 | 350 | 7000 | 52714.2857 | 3139.1143 | 480.6769 | 3619.7912 | 72395.8235 | 72395.8235 | 0 |  |  | 6mm thk steel plate w/ 12mmØ 75mm long bar |  | pcs | 10 | 10 | 280 | 2800 | 70 | 700
|  | 2 | 1 1/2 pairs 3 1/2" x 3 1/2" x 0.13 standard weight and | 48 | 48 | pcs | 333.3333 | 16000 | 75 | 3600 | 19600 | 457.7875 | 103.0022 | 560.7897 | 26917.9051 | 26917.9051 | 0 |  |  | plain cement w/ 10mmx10mm reveal |  | sq.m | 5.4 | 6 | 160 | 960 | 145 | 870
|  |  | standard duty 2-ball bearing hinges non removable in satin finish | [12 empty] | 0 | 0 |  |  | automotive lacquer paint |  | lm | 26 | 32 | 90 | 2880 | 90 | 2880
|  | 3 | Panic Hardware | 4 | 4 | sets | 3809.5238 | 15238.0952 | 400 | 1600 | 16838.0952 | 5231.8572 | 549.345 | 5781.2022 | 23124.8087 | 23124.8087 | 0 |  |  | concrete |  | cu.m | 1.08 | 1.25 | 3619.0476 | 4523.8095 | 800 | 1000
|  | 4 | Koyo Ball Bearing S/S Hinges | 16 | 16 | sets | 714.2857 | 11428.5714 | 75 | 1200 | 12628.5714 | 980.9732 | 103.0022 | 1083.9754 | 17343.6065 | 17343.6065 | 0 |  |  | rebar |  | kgs | 63.8176 | 75 | 31.4286 | 2357.1429 | 12 | 900
[16 empty] | 0 |  |  |  | formworks |  | sq.m | 2.7 | 3 | 220 | 660 | 200 | 600
| G. | MISCELLANEOUS | [13 empty] | 0 |  |  |  | consumables |  | lot | 1 | 1 | 1000 | 1000 | 800 | 800
|  | 1 | Non-slip Aluminum Stair Nosing | 76.8 | 78 | lm | 220 | 17160 | 75 | 5850 | 23010 | 302.1398 | 103.0022 | 405.1419 | 31601.0712 | 31601.0712 | 0 | [8 empty] | 25395.2381 |  | 12900
|  | 2 | 38mm x 38mm Non-slip Angle bar Nosing | 56.4 | 58 | lm | 133.3333 | 7733.3333 | 75 | 4350 | 12083.3333 | 183.115 | 103.0022 | 286.1172 | 16594.7969 | 16594.7969 | 0
|  | 3 | 3mm x 38mm x38mm Brass Threaded Nosing welded to 10mmØ anchor | 18.83 | 19.5 | lm | 785.7143 | 15321.4286 | 120 | 2340 | 17661.4286 | 1079.0705 | 164.8035 | 1243.874 | 24255.5438 | 24255.5438 | 0
|  | 4 | Aluminum Threshold | 2 | 2 | lm | 1142.8571 | 2285.7143 | 175 | 350 | 2635.7143 | 1569.5571 | 240.3384 | 1809.8956 | 3619.7912 | 3619.7912 | 0 |  |  | ENTRANCE CANOPY SKYLIGHT
|  | 5 | Signage | N/A |  |  |  | 0 |  | 0 | 0 | 0 | 0 | 0 | BY OTHERS | 0 | #VALUE! | [5 empty] | KCI QTY | QTY | UNIT | UM | TM | UL | TL
|  | 6 | Green Wall | N/A |  |  |  | 0 |  | 0 | 0 | 0 | 0 | 0 | BY OTHERS | 0 | #VALUE! |  |  | 10mm thk. Canadian Grey Color tempered |  |  | 34.9575 | 35 | sq.m | 4017.8571 | 140625 | 375 | 13125
|  | 7 | 6mm THK coated glass at toilet | 7.5 | 8 | sq.m | 4850.7767 | 38806.2136 | 856.0194 | 6848.1553 | 45654.3689 | 6661.8748 | 1175.625 | 7837.4998 | 62699.9985 | 62699.9985 | 0 |  |  | 150Ømm Pipe Sched. 40 |  |  | 7 | 12 | lm | 370 | 4440 | 85 | 1020
[16 empty] | 0 |  |  |  | 200mmx 300mm x 6mm Tubular Steel |  |  | 11.8 | 12 | lm | 1513.9286 | 18167.1429 | 200 | 2400
| H. | METAL/GLASS WORKS | [13 empty] | 0 |  |  |  | 50mmx 300mm x 6mm Tubular Steel |  |  | 52.575 | 54 | lm | 1060.7143 | 57278.5714 | 130 | 7020
|  | 1 | 10mm THK Tempered Glass for Main Stair Railings | 15.7 | 16.5 | lm | 7488.8312 | 123565.7143 | 1321.5584 | 21805.7143 | 145371.4286 | 10284.8799 | 1814.9788 | 12099.8587 | 199647.6693 | 199647.6693 | 0 |  |  | 50mmx 150mm x 6mm Tubular Steel |  |  | 5.825 | 6 | lm | 315.4605 | 1892.7628 | 35 | 210
|  | 2 | 10mm THK Tempered Glass for View Deck Railings | 8.5 | 9 | lm | 5025.1852 | 45226.6667 | 1256.2963 | 11306.6667 | 56533.3333 | 6901.4009 | 1725.3502 | 8626.7511 | 77640.7603 | 77640.7603 | 0 |  | 50mm x 50mm x 3mm thk. SS cube w/ extruded aluminum and rubber gasket |  |  |  | 41.475 | 42 | lm | 293.75 | 12337.5 | 60 | 2520
|  | 3 | Ramp Railing | 4 | 4 | lm | 6348.8095 | 25395.2381 | 3225 | 12900 | 38295.2381 | 8719.217 | 4429.0941 | 13148.311 | 52593.2441 | 52593.2441 | 0 |  |  | 0.60mm thk. SS End-Flashing |  |  | 5.83 | 6 | lm | 571.4286 | 3428.5714 | 150 | 900
|  | 4 | Paint finish for Entrance Canopy | 56 | 58 | sq.m | 185 | 10730 | 185 | 10730 | 21460 | 254.0721 | 254.0721 | 508.1441 | 29472.3594 | 29472.3594 | 0 |  |  | 300mmx 300mmx 20mm thk plate w/ |  |  | 2 | 2 | pcs | 847.8 | 1695.6 | 151 | 302
[16 empty] | 0 |  |  |  | 350mm x 450mmx 20mm thk. base plate w/ |  |  | 2 | 2 | pcs | 1483.2 | 2966.4 | 152 | 304
| I. | TOILET PARTITIONS | [13 empty] | 0 |  |  |  | 20mmØ anchor bolts |  |  | 16 | 16 | pcs | 160 | 2560 | 35 | 560
|  | 1 | Ground Floor Male & Female Toilet Partition (JEBSEN Bescube) | 1 | 1 | set | 55937.4964 | 55937.4964 | 9871.3229 | 9871.3229 | 65808.8193 | 76822.4602 | 13556.9047 | 90379.365 | 90379.365 | 90379.365 | 0 |  |  | primer paint |  |  | 58 | 60 | sq.m | 65 | 3900 | 65 | 3900
|  | 2 | Second Floor Male & Female Toilet Partition (JEBSEN Bescube) | 1 | 1 | set | 75956.0279 | 75956.0279 | 13404.0049 | 13404.0049 | 89360.0328 | 104315.1607 | 18408.5578 | 122723.7185 | 122723.7185 | 122723.7185 | 0 |  |  | welding |  |  | 1 | 1 | lot | 2000 | 2000 | 500 | 500
|  | 3 | Urinal Partition (JEBSEN Bescube) | 1 | 1 | set | 3505.603 | 3505.603 | 618.6358 | 618.6358 | 4124.2389 | 4814.4638 | 849.6113 | 5664.075 | 5664.075 | 5664.075 | 0 |  |  | consumables |  |  | 1 | 1 | lot | 2000 | 2000 | 1000 | 1000
[16 empty] | 0 | [10 empty] | 253291.5485 |  | 33761
| J. | CABINETRY | [13 empty] | 0
|  | 1 | Overhead, Under counter cabinet & granite countertop @ Ground Floor Pantry | 1 | 1 | set | 51954.0654 | 51954.0654 | 22266.028 | 22266.028 | 74220.0935 | 71351.7654 | 30579.328 | 101931.0935 | 101931.0935 | 101931.0935 | 0
|  | 2 | Overhead, Under counter cabinet & granite countertop @ Second Floor Pantry | 1 | 1 | set | 78712.3832 | 78712.3832 | 33733.8785 | 33733.8785 | 112446.2617 | 108100.6358 | 46328.8439 | 154429.4797 | 154429.4797 | 154429.4797 | 0
|  | 3 | Granite countertop at toilets (model units excluded) | 6.3 | 6.5 | lm | 3093.6264 | 20108.5714 | 2913.5531 | 18938.0952 | 39046.6667 | 4248.6705 | 4001.3646 | 8250.0351 | 53625.228 | 53625.228 | 0
0
| SUBTOTAL II | [6 empty] | 4139378.3308 |  | 1285296.0718 | 5424674.4026 |  |  |  | 7450044.4281 | 7450044.4281 | 0
III | ELECTRICALWORKS | [14 empty] | 0
| A. | LIGHTING FIXTURES | [13 empty] | 0
|  | 1 | 6" CFL Pin Light w/o diffuser | 67 | 67 | pcs | 342.8571 | 22971.4286 | 130 | 8710 | 31681.4286 | 470.8671 | 178.5371 | 649.4043 | 43510.0861 | 43510.0861 | 0 |  | 342.8571
|  | 2 | 150mmX150mm Recessed Pinlight w/ 13W CFL | 88 | 88 | pcs | 797.1429 | 70148.5714 | 130 | 11440 | 81588.5714 | 1094.7661 | 178.5371 | 1273.3032 | 112050.6849 | 112050.6849 | 0 |  | 797.1429
|  | 3 | Porcelain Receptacle w/ 15W CFL | 4 | 4 | pcs | 247.619 | 990.4762 | 130 | 520 | 1510.4762 | 340.0707 | 178.5371 | 518.6078 | 2074.4314 | 2074.4314 | 0 |  | 247.619
|  | 4 | 100X100X200mm Wall lamp w/ Glass Diffuser Alum | 18 | 18 | pcs | 1885.7143 | 33942.8571 | 210 | 3780 | 37722.8571 | 2589.7693 | 288.4061 | 2878.1754 | 51807.1576 | 51807.1576 | 0 |  | 1885.7143
|  |  | CAS Body powder coated finish and 18W Warm White CFL | [12 empty] | 0
|  | 5 | Wall Lamp | 3 | 3 | pcs | 1542.8571 | 4628.5714 | 210 | 630 | 5258.5714 | 2118.9022 | 288.4061 | 2407.3083 | 7221.9248 | 7221.9248 | 0 |  | 1542.8571
|  | 6 | 600mmX1200mm Lighting fixture w/ 4-36W Fluorescent | 44 | 44 | pcs | 3333.3333 | 146666.6667 | 210 | 9240 | 155906.6667 | 4577.875 | 288.4061 | 4866.2811 | 214116.3703 | 214116.3703 | 0 |  | 3333.3333
|  |  | Lamp, 220V 60HZ (Phillips) w/ Mirrorized Louvers | [12 empty] | 0
|  | 7 | Emergency Light | 25 | 25 | pcs | 2952.381 | 73809.5238 | 210 | 5250 | 79059.5238 | 4054.6893 | 288.4061 | 4343.0954 | 108577.3857 | 108577.3857 | 0 |  | 2952.381
|  | 8 | Exit Light | 4 | 4 | pcs | 2285.7143 | 9142.8571 | 210 | 840 | 9982.8571 | 3139.1143 | 288.4061 | 3427.5204 | 13710.0817 | 13710.0817 | 0 |  | 2285.7143
0
| B. | WIRES & CABLES |  |  |  |  | 0.87 |  | 0.85 | [6 empty] | 0
|  | 1 | 2.0mm² THHN | 2284 | 2450 | lm | 17.2414 | 42241.3793 | 5.8824 | 14411.7647 | 56653.144 | 23.6787 | 8.0786 | 31.7573 | 77805.3038 | 77805.3038 | 0 |  | 15 | 5
|  | 2 | 3.5mm² THHN | 6464 | 6880 | lm | 25.2874 | 173977.0115 | 8.2353 | 56658.8235 | 230635.835 | 34.7287 | 11.31 | 46.0388 | 316746.6082 | 316746.6082 | 0 |  | 22 | 7
|  | 3 | 5.5mm² THHN | 1087 | 1215 | lm | 37.931 | 46086.2069 | 18.8235 | 22870.5882 | 68956.7951 | 52.0931 | 25.8515 | 77.9446 | 94702.6769 | 94702.6769 | 0 |  | 33 | 16
|  | 4 | 8mm² THHN | 1771 | 1880 | lm | 60.9195 | 114528.7356 | 18.8235 | 35388.2353 | 149916.9709 | 83.6646 | 25.8515 | 109.5161 | 205890.3468 | 205890.3468 | 0 |  | 53 | 16
|  | 5 | 14mm² THHN | 21 | 23 | lm | 95.4023 | 2194.2529 | 29.4118 | 676.4706 | 2870.7235 | 131.0219 | 40.393 | 171.415 | 3942.544 | 3942.544 | 0 |  | 83 | 25
|  | 6 | 22mm² THHN | 24 | 27 | lm | 149.4253 | 4034.4828 | 45.8824 | 1238.8235 | 5273.3063 | 205.2151 | 63.0131 | 268.2282 | 7242.1611 | 7242.1611 | 0 |  | 130 | 39
|  | 7 | 30mm² THHN | 9 | 11 | lm | 218.3908 | 2402.2989 | 67.0588 | 737.6471 | 3139.9459 | 299.9297 | 92.0961 | 392.0258 | 4312.284 | 4312.284 | 0 |  | 190 | 57
|  | 8 | 50mm² THHN | 34 | 47 | lm | 356.3218 | 16747.1264 | 109.4118 | 5142.3529 | 21889.4794 | 489.3591 | 150.262 | 639.6211 | 30062.1902 | 30062.1902 | 0 |  | 310 | 93
|  | 9 | 150mm² THHN | 27 | 37 | lm | 1018.3908 | 37680.4598 | 311.7647 | 11535.2941 | 49215.7539 | 1398.6197 | 428.166 | 1826.7857 | 67591.0711 | 67591.0711 | 0 |  | 886 | 265
|  | 10 | 250mm² THHN | 102 | 125 | lm | 1650.5747 | 206321.8391 | 505.8824 | 63235.2941 | 269557.1332 | 2266.8374 | 694.7599 | 2961.5973 | 370199.6598 | 370199.6598 | 0 |  | 1436 | 430
0
| C. | SWITCHES & OUTLETS | [13 empty] | 0
|  | 1 | One Gang switch | 24 | 24 | sets | 108.046 | 2593.1034 | 44.7059 | 1072.9412 | 3666.0446 | 148.3863 | 61.3974 | 209.7837 | 5034.8082 | 5034.8082 | 0 |  | 94 | 38
|  | 2 | Two Gang switch | 6 | 6 | sets | 163.2184 | 979.3103 | 52.9412 | 317.6471 | 1296.9574 | 224.158 | 72.7074 | 296.8654 | 1781.1927 | 1781.1927 | 0 |  | 142 | 45
|  | 3 | Three Gang switch | 3 | 3 | sets | 235.6322 | 706.8966 | 72.9412 | 218.8235 | 925.7201 | 323.6084 | 100.1747 | 423.7831 | 1271.3492 | 1271.3492 | 0 |  | 205 | 62
|  | 4 | Three Way switch | 4 | 4 | sets | 168.9655 | 675.8621 | 51.7647 | 207.0588 | 882.9209 | 232.0509 | 71.0917 | 303.1426 | 1212.5704 | 1212.5704 | 0 |  | 147 | 44
|  | 5 | 2-Gang CO w/ ground rod | 104 | 104 | sets | 275.8621 | 28689.6552 | 84.7059 | 8809.4118 | 37499.0669 | 378.8586 | 116.3319 | 495.1905 | 51499.8125 | 51499.8125 | 0 |  | 240 | 72
|  | 6 | 1-Gang CO w/ ground | 5 | 5 | sets | 180.4598 | 902.2989 | 55.2941 | 276.4706 | 1178.7694 | 247.8367 | 75.9389 | 323.7755 | 1618.8777 | 1618.8777 | 0 |  | 157 | 47
|  | 7 | 2-Gang CO w/ ground slot wp | 10 | 10 | sets | 758.6207 | 7586.2069 | 155.2941 | 1552.9412 | 9139.1481 | 1041.8612 | 213.2751 | 1255.1363 | 12551.3633 | 12551.3633 | 0 |  | 660 | 132
0
| D. | PANEL BOARDS |  |  |  |  | 0.87 | [8 empty] | 0
|  | 1 | 400A 3P MCB in NEMA 4X | 1 | 1 | set | 20235.6322 | 20235.6322 | 4117.6471 | 4117.6471 | 24353.2792 | 27790.8585 | 5655.0221 | 33445.8806 | 33445.8806 | 33445.8806 | 0 |  | 17605 | 3500
|  | 2 | 70A 3P Lugs only, 18-20A2PCB | 1 | 1 | set | 24827.5862 | 24827.5862 | 5882.3529 | 5882.3529 | 30709.9391 | 34097.276 | 8078.603 | 42175.879 | 42175.879 | 42175.879 | 0 |  | 21600 | 5000
|  | 3 | 100A 3P Lugs only, 18-20A2PCB | 1 | 1 | set | 24827.5862 | 24827.5862 | 5882.3529 | 5882.3529 | 30709.9391 | 34097.276 | 8078.603 | 42175.879 | 42175.879 | 42175.879 | 0 |  | 21600 | 5000
|  | 4 | 300A 3P Lugs only, 2-20A2PCB | 1 | 1 | set | 25280.4598 | 25280.4598 | 4117.6471 | 4117.6471 | 29398.1068 | 34719.2356 | 5655.0221 | 40374.2576 | 40374.2576 | 40374.2576 | 0 |  | 21994 | 3500
|  | 5 | 2-30A 2PCB, 9-50A2PCB, 5-50A3PCB | 1 | 1 | set | 49827.5862 | 49827.5862 | 5882.3529 | 5882.3529 | 55709.9391 | 68431.3386 | 8078.603 | 76509.9416 | 76509.9416 | 76509.9416 | 0 |  | 43350 | 5000
|  |  | 400A 3PCB, 1-70A3PCB, 1-100A3PCB | [12 empty] | 0
|  | 6 | 20A 2P w/ NEMA 3R | 2 | 2 | sets | 1206.8966 | 2413.7931 | 305.8824 | 611.7647 | 3025.5578 | 1657.5065 | 420.0874 | 2077.5938 | 4155.1877 | 4155.1877 | 0 |  | 1050 | 260
|  | 7 | 30A 2P w/ NEMA 3R | 2 | 2 | sets | 1206.8966 | 2413.7931 | 305.8824 | 611.7647 | 3025.5578 | 1657.5065 | 420.0874 | 2077.5938 | 4155.1877 | 4155.1877 | 0 |  | 1050 | 260
|  | 8 | 50A 2P w/ NEMA 3R | 9 | 9 | sets | 1206.8966 | 10862.069 | 305.8824 | 2752.9412 | 13615.0101 | 1657.5065 | 420.0874 | 2077.5938 | 18698.3444 | 18698.3444 | 0 |  | 1050 | 260
|  | 9 | 50A 3P w/ NEMA 3R | 5 | 5 | sets | 3333.3333 | 16666.6667 | 470.5882 | 2352.9412 | 19019.6078 | 4577.875 | 646.2882 | 5224.1633 | 26120.8163 | 26120.8163 | 0 |  | 2900 | 400
|  | 10 | 1/2" Flexible Pipe | 240 | 247 | mts | 31.7813 | 7849.9921 | 12.9412 | 3196.4706 | 11046.4626 | 43.6473 | 17.7729 | 61.4202 | 15170.7976 | 15170.7976 | 0 |  | 27.6498 | 11
|  | 11 | 1/2" Flexible Connector | 240 | 247 | pcs | 18.3908 | 4542.5287 | 7.0588 | 1743.5294 | 6286.0581 | 25.2572 | 9.6943 | 34.9516 | 8633.0366 | 8633.0366 | 0 |  | 16 | 6
|  | 12 | Electrical Tape Big | 95 | 100 | pcs | 28.7356 | 2873.5632 | 10.5882 | 1058.8235 | 3932.3867 | 39.4644 | 14.5415 | 54.0059 | 5400.5925 | 5400.5925 | 0 |  | 25 | 9
0
| E. | TELEPHONE & DATA | [13 empty] | 0
|  | 1 | # 22/3C Telephone wire | 1337 | 1446 | lm | 10 | 14460 | 4.7059 | 6804.7059 | 21264.7059 | 13.7336 | 6.4629 | 20.1965 | 29204.1497 | 29204.1497 | 0 |  |  | 4
|  | 2 | CAT 5 UTP Cable | 1113 | 1320 | lm | 25 | 33000 | 10.5882 | 13976.4706 | 46976.4706 | 34.3341 | 14.5415 | 48.8755 | 64515.7233 | 64515.7233 | 0 |  |  | 9
|  | 3 | 1 - Gang Telephone Outlet | 33 | 33 | sets | 258 | 8514 | 117.6471 | 3882.3529 | 12396.3529 | 354.3275 | 161.5721 | 515.8996 | 17024.6863 | 17024.6863 | 0 |  |  | 100
|  | 4 | 1 - Gang Data Outlet | 33 | 33 | sets | 456 | 15048 | 117.6471 | 3882.3529 | 18930.3529 | 626.2533 | 161.5721 | 787.8254 | 25998.2369 | 25998.2369 | 0 |  |  | 100
|  | 1 | Telephone Terminal Cabinet | 1 | 1 | pc | 4500 | 4500 | 1058.8235 | 1058.8235 | 5558.8235 | 6180.1313 | 1454.1485 | 7634.2798 | 7634.2798 | 7634.2798 | 0 |  |  | 900
|  | 2 | Data Cabinet | 1 | 1 | pc | 15000 | 15000 | 3529.4118 | 3529.4118 | 18529.4118 | 20600.4376 | 4847.1618 | 25447.5994 | 25447.5994 | 25447.5994 | 0 |  |  | 3000
|  | 3 | 2RU cable management | 1 | 1 | unit | 12000 | 12000 | 529.4118 | 529.4118 | 12529.4118 | 16480.3501 | 727.0743 | 17207.4243 | 17207.4243 | 17207.4243 | 0 |  |  | 450 | [9 empty] | 40999
|  | 4 | Patch panel 24 Port | 2 | 2 | pcs | 5612 | 11224 | 2352.9412 | 4705.8824 | 15929.8824 | 7707.3104 | 3231.4412 | 10938.7516 | 21877.5031 | 21877.5031 | 0 |  |  | 2000
|  | 5 | Miscellaneous | 1 | 1 | lot | 10500 | 10500 | 6470.5882 | 6470.5882 | 16970.5882 | 14420.3063 | 8886.4633 | 23306.7696 | 23306.7696 | 23306.7696 | 0 |  |  | 5500 | DESCRIPTION | QTY | UNIT | UNIT PRICE (Php) |  |  | AMOUNT (Php) | [6 empty] | top | SB
[16 empty] | 0 |  |  |  | 1. LAVATORY COUNTERTOP, Dim. 600mm x 1800mm with 150mm Splash Board and 200mm Fascia Board | [9 empty] | 0.6 | 1.8 | 1.08 | 2.4 | 0.6 | 0.15
| SUBTOTAL III | [6 empty] | 1367515.3352 |  | 347811.1765 | 1715326.5117 |  |  |  | 2355765.1156 | 2355765.1156 | 0 |  |  | MATERIAL | JET BLACK | 2.268 | m2 | P | 2300 | /m2 | P | 5216.4 |  | 0.15 | 1.8 | 0.27 | 1.95 | 1.8 | 0.6
VI | PLUMBING WORKS (MODEL UNITS EXCLUDED) | [14 empty] | 0 | [9 empty] | Material Cost : | P | 5216.4 |  | 0.15 | 0.6 | 0.09 | 0.75 | 0.15 | 1.8
| A. | TOILET/KITCHEN FIXTURES | [13 empty] | 0 | [13 empty] | 0.15 | 0.6 | 0.09 | 0.75 |  | 0.6
|  | 1 | Water closet (OSM) | 10 | 10 | sets |  | 0 | 850 | 8500 | 8500 | OSM | 1167.3581 | 1167.3581 | 11673.5813 | 11673.5813 | 0 |  |  | LABOR | Installation works | 1.89 | m2 | P | 400 | /m2 | P | 756 |  | 0.2 | 1.8 | 0.36 | 2 |  | 0.2
|  | 2 | Urinal (OSM) | 3 | 3 | sets |  | 0 | 850 | 2550 | 2550 | OSM | 1167.3581 | 1167.3581 | 3502.0744 | 3502.0744 | 0 |  |  |  | Cutting Works | 7.85 | m2 |  | 100 | /m2 |  | 785
|  | 3 | Lavatory (OSM) | 7 | 7 | sets |  | 0 | 700 | 4900 | 4900 | OSM | 961.3538 | 961.3538 | 6729.4763 | 6729.4763 | 0 |  |  |  | Top Flat Edge Polished | 2.55 | lm |  | 400 | /lm |  | 1020
|  | 4 | Lavatory Faucet (OSM) | 7 | 7 | sets |  | 0 | 400 | 2800 | 2800 | OSM | 549.345 | 549.345 | 3845.415 | 3845.415 | 0 |  |  |  | SB Flat Edge Polished | 3.35 | lm |  | 400 | /lm |  | 1340
|  | 5 | Stainless Steel Kitchen Sink (OSM) | 2 | 2 | sets |  | 0 | 500 | 1000 | 1000 | OSM | 686.6813 | 686.6813 | 1373.3625 | 1373.3625 | 0 |  |  |  | Sink Hole | 2 | hole |  | 500 | /hole |  | 1000 |  |  |  | 1.89 | 7.85 | 2.55 | 3.35
|  | 6 | Kitchen Sink Faucet (OSM) | 2 | 2 | sets |  | 0 | 500 | 1000 | 1000 | OSM | 686.6813 | 686.6813 | 1373.3625 | 1373.3625 | 0 | [8 empty] | Labor Cost : | P | 4901
|  | 7 | Slop Sink Faucet (OSM) | 2 | 2 | sets |  | 0 | 300 | 600 | 600 | OSM | 412.0088 | 412.0088 | 824.0175 | 824.0175 | 0 | [8 empty] | Sub-Total Materials and Labor Cost : | P | 10117.4
|  | 8 | Hygienical Spray (OSM) | 10 | 10 | sets |  | 0 | 350 | 3500 | 3500 | OSM | 480.6769 | 480.6769 | 4806.7688 | 4806.7688 | 0
|  | 9 | Floor Drain | 12 | 12 | sets | 523.8095 | 6285.7143 | 250 | 3000 | 9285.7143 | 719.3804 | 343.3406 | 1062.721 | 12752.6518 | 12752.6518 | 0
|  | 10 | Grease Trap 5GPM | 2 | 2 | sets | 5714.2857 | 11428.5714 | 1500 | 3000 | 14428.5714 | 7847.7857 | 2060.0438 | 9907.8295 | 19815.659 | 19815.659 | 0 | [16 empty] | top | SB
|  | 11 | Miscellaneous | 1 | 1 | lot | 10000 | 10000 | 4000 | 4000 | 14000 | 13733.6251 | 5493.45 | 19227.0751 | 19227.0751 | 19227.0751 | 0 |  |  | ITEM | DESCRIPTION | QTY | UNIT | UNIT PRICE (Php) |  |  | AMOUNT (Php)
[16 empty] | 0 |  |  |  | 2. LAVATORY COUNTERTOP, Dim. 600mm x 1000mm with 150mm Splash Board and 200mm Fascia Board | [9 empty] | 0.6 | 1 | 0.6 | 1.6 | 0.6 | 0.15
| B. | TOILET ACCESSORIES | [13 empty] | 0 |  |  |  | MATERIAL | JET BLACK | 1.548 | m2 | P | 2300 | /m2 | P | 3560.4 |  | 0.15 | 1 | 0.15 | 1.15 | 1 | 0.6
|  | 1 | Hand Dryer | 5 | 5 | pcs |  | 0 | 400 | 2000 | 2000 | OSM | 549.345 | 549.345 | 2746.725 | 2746.725 | 0
|  | 2 | Toilet Paper Holder (OSM) | 10 | 10 | pcs |  | 0 | 250 | 2500 | 2500 | OSM | 343.3406 | 343.3406 | 3433.4063 | 3433.4063 | 0 | [8 empty] | Material Cost : | P | 3560.4 |  | 0.15 | 0.6 | 0.09 | 0.75 | 0.15 | 1
|  | 3 | Stainless Steel Grab Bar (OSM) | 1 | 1 | set |  | 0 | 700 | 700 | 700 | OSM | 961.3538 | 961.3538 | 961.3538 | 961.3538 | 0 | [12 empty] | 0.15 | 0.6 | 0.09 | 0.75 |  | 0.6
|  | 4 | 1100mm x 60mm x 6mm THK mirror on 6mm THK marine plywood backing (OSM) | 7 | 7 | sets |  | 0 | 1200 | 8400 | 8400 | OSM | 1648.035 | 1648.035 | 11536.245 | 11536.245 | 0 |  |  | LABOR | Installation works | 1.29 | m2 | P | 400 | /m2 | P | 516 |  | 0.2 | 1.8 | 0.36 | 2 |  | 0.2
|  | 5 | Ga. 18 steel shelving 250mm x 600mm (OSM) | 2 | 2 | pcs |  | 0 | 450 | 900 | 900 | OSM | 618.0131 | 618.0131 | 1236.0263 | 1236.0263 | 0 |  |  |  | Cutting Works | 6.25 | m2 |  | 100 | /m2 |  | 625
|  | 6 | Mop Rack (OSM) | 2 | 2 | pcs |  | 0 | 450 | 900 | 900 | OSM | 618.0131 | 618.0131 | 1236.0263 | 1236.0263 | 0 |  |  |  | Top Flat Edge Polished | 1.75 | lm |  | 400 | /lm |  | 700
|  | 7 | Aluminum Tile Trim | 41.04 | 42 | lm | 186.0465 | 7813.9535 | 165 | 6930 | 14743.9535 | 255.5093 | 226.6048 | 482.1141 | 20248.7929 | 20248.7929 | 0 |  |  |  | SB Flat Edge Polished | 2.55 | lm |  | 400 | /lm |  | 1020
|  | 8 | 1.2mm THK Stainless Steel End Cap | 1.2 | 2.4 | lm | 1720.9302 | 4130.2326 | 260 | 624 | 4754.2326 | 2363.4611 | 357.0743 | 2720.5353 | 6529.2847 | 6529.2847 | 0 |  |  |  | Sink Hole | 1 | hole |  | 500 | /hole |  | 500 |  |  |  | 1.29 | 6.25 | 1.75 | 2.55
[16 empty] | 0 | [9 empty] | Labor Cost : | P | 3361
| SUBTOTAL VI | [6 empty] | 39658.4718 |  | 57804 | 97462.4718 |  |  |  | 133851.3044 | 133851.3044 | 0 | [8 empty] | Sub-Total Materials and Labor Cost : | P | 6921.4
[11 empty] | 8628457.4933 |  |  |  |  | 11850000
| GRAND TOTAL AMOUNT (VAT INC.) | [6 empty] | 6526756.9893 |  | 2101700.5039 | 8628457.4933 | 11850000 |  |  |  | 11850000 | 0
[20 empty] | ITEM | DESCRIPTION | QTY | UNIT | UNIT PRICE (Php) |  |  | AMOUNT (Php) | [6 empty] | top | SB
[20 empty] | 3. LAVATORY COUNTERTOP, Dim. 600mm x 2250mm with 100mm Splash Board and 65mm Fascia Board | [9 empty] | 0.6 | 2.25 | 1.35 | 2.85 | 0.6 | 0.1
[20 empty] | MATERIAL | JET BLACK | 2.2095 | m2 | P | 2300 | /m2 | P | 5081.85 |  | 0.1 | 2.25 | 0.225 | 2.35 | 2.25 | 0.6
[26 empty] | Material Cost : | P | 5081.85 |  | 0.1 | 0.6 | 0.06 | 0.7 | 0.1 | 2.25
Prepared by: | [29 empty] | 0.1 | 0.6 | 0.06 | 0.7 |  | 0.6
[20 empty] | LABOR | Installation works | 1.8413 | m2 | P | 400 | /m2 | P | 736.5 |  | 0.065 | 2.25 | 0.14625 | 2.315 |  | 0.1
For KONSTRUKTURA | [20 empty] | Cutting Works | 8.915 | m2 |  | 100 | /m2 |  | 891.5
[21 empty] | Top Flat Edge Polished | 2.95 | lm |  | 400 | /lm |  | 1180
[21 empty] | SB Flat Edge Polished | 3.65 | lm |  | 400 | /lm |  | 1460
Engr. Gerald Borja | [20 empty] | Sink Hole | 1 | hole |  | 500 | /hole |  | 500 |  |  |  | 1.8413 | 8.915 | 2.95 | 3.65
Engineering Department | [25 empty] | Labor Cost : | P | 4768
[26 empty] | Sub-Total Materials and Labor Cost : | P | 9849.85
1.3734
[20 empty] | ITEM | DESCRIPTION | QTY | UNIT | UNIT PRICE (Php) |  |  | AMOUNT (Php) | [6 empty] | top | SB
[20 empty] | 4. LAVATORY COUNTERTOP, Dim. 600mm x 3200mm with 100mm Splash Board and 65mm Fascia Board | [9 empty] | 0.6 | 3.2 | 1.92 | 3.8 | 0.6 | 0.1
[13 empty] | DC |  | 8628457.4933 |  |  |  |  | MATERIAL | JET BLACK | 3.0816 | m2 | P | 2300 | /m2 | P | 7087.68 |  | 0.1 | 3.2 | 0.32 | 3.3 | 3.2 | 0.6
[26 empty] | Material Cost : | P | 7087.68 |  | 0.1 | 0.6 | 0.06 | 0.7 | 0.1 | 3.2
[9 empty] | Mobilization |  | incl | CONT | 258853.7248 |  | 8887311.2181 | [14 empty] | 0.1 | 0.6 | 0.06 | 0.7 |  | 0.6
[9 empty] | Demobilization |  | incl | OH | 328828.3499 |  | 9216139.568 |  |  |  |  | LABOR | Installation works | 2.568 | m2 | P | 400 | /m2 | P | 1027.2 |  | 0.065 | 3.2 | 0.208 | 3.265 |  | 0.1
[9 empty] | Bonds/Ins |  | by owner | OTHERS |  |  | 9216139.568 | [5 empty] | Cutting Works | 11.765 | m2 |  | 100 | /m2 |  | 1176.5
[9 empty] | Permits |  | by owner | PROF | 1382420.9352 |  | 10598560.5032 | [5 empty] | Top Flat Edge Polished | 3.9 | lm |  | 400 | /lm |  | 1560
[8 empty] | ?? | Contractors Tax |  |  | TAX | 1059856.0503 |  | 11658416.5535 | [5 empty] | SB Flat Edge Polished | 4.6 | lm |  | 400 | /lm |  | 1840
[9 empty] | Supervision |  | incl | [9 empty] | Sink Hole | 1 | hole |  | 500 | /hole |  | 500 |  |  |  | 2.568 | 11.765 | 3.9 | 4.6
[9 empty] | TK/Foreman |  | 64761.9048 | GT W/O VAT | 3029959.0603 |  | 11850000 | [10 empty] | Labor Cost : | P | 6103.7
[9 empty] | ofc staff |  | 30000 | GT W/VAT | 3029959.0603 |  | 191583.4465 |  |  | 0.03811 | [7 empty] | Sub-Total Materials and Labor Cost : | P | 13191.38
[9 empty] | ofc suppplies |  | 15000
[9 empty] | Transportation Staff |  | 18000
[9 empty] | Communication |  | 18000
[8 empty] | xx | Tools/equipt.
[9 empty] | Barracks |  | 37209.3023
[9 empty] | temfacil |  | incl
[8 empty] | xx | TOILET
[9 empty] | H. Keeping |  | 16000
[9 empty] | Demolition |  | incl
[8 empty] | xx | handling
[8 empty] | xx | hauling materials
[8 empty] | xx | hauling out of debris
[8 empty] | xx | utilities water
[8 empty] | xx?? | utilities electric
[9 empty] | temp util deposits |  | 15000
[8 empty] | xx | safety
[9 empty] | Rep |  | 15000
[9 empty] | bodegero w/ cellphone |  | 42857.1429
[9 empty] | Professional Fee |  | none
[9 empty] | reports |  | 10000
Plans
[9 empty] | As-built plans |  | incl
[9 empty] | Shop drawing |  | 3500
[9 empty] | Board up |  | incl
[9 empty] | Signboards |  | 3500
[9 empty] | Signals & warnings |  | 3500
[9 empty] | Sec guard |  | 0
[9 empty] | Protection of prop |  | 12000
[9 empty] | exhaust fans/vac |  | none
[9 empty] | ads |  | 8500
[9 empty] | messenger |  | 8500
[9 empty] | janitor |  | none
[8 empty] | xx | Testing and Commissioning
[9 empty] | Restoration |  | none
[9 empty] | Nurse |  | none
[9 empty] | Final Cleaning |  | 7500
Scaffolding
[9 empty] | Line/Grade |  | by owner
[8 empty] | xx | Health Certificate
Warranty
Note on E50: KCI PC#04-1: ung 85 para sa stair under slab (main & fire exit stair)
Note on E51: KCI PC#04-1: yung 46 sq.m para sa ficemboard parapet
Note on H55: KCI PC#04-1: kasama painting dito
Note on J55: KCI PC#04-1: kasama painting dito
Note on H56: KCI PC#04-1: kasama painting dito
Note on J56: KCI PC#04-1: kasama painting dito
Note on H58: KCI PC#04-1: kasama paintng dito
Note on J58: KCI PC#04-1: kasama painting dito
Note on E62: KCI PC#04-1: ilalim ng hagdan (main stair at fire exit)
Note on H72: KCI PC#04-1: kasama na hamba at pintura ng hamba( labor & material)
Note on H73: KCI PC#04-1: kasama na hamba at pintura ng hamba( labor & material)
Note on H74: KCI PC#04-1: kasama na hamba at pintura ng hamba( labor & material)
Note on H75: KCI PC#04-1: kasama na hamba at pintura ng hamba( labor & material)
Note on H76: KCI PC#04-1: kasama na hamba at pintura ng hamba( labor & material)
Note on D77: KCI PC#04-1: By: Rapid Forming
Note on H77: KCI PC#04-1: POWDER COATED FINISH NA.
Note on D79: KCI PC#04-1: By: Rapid Forming
Note on H79: KCI PC#04-1: POWDER COATED FINISH NA.
Note on E120: KCI PC#04-1: 3 pcs. Per door
Note on E123: 4 pcs. Per door( metal door w/ panic device)
Note on D223: KCI PC#04-1: 5GPM
Note on D231: KCI PC#04-1: at slop sink
Note on D232: KCI PC#04-1: at slop sink
Note on D234: KCI PC#04-1: @ slop sink
Note on L280: PPE

## Archi-Elec-Plumb (FINAL) (2)
Project | : |  | Vertis North Sales Pavilion
Location | : |  | Edsa, North Triangle, Brgy. Bagong Pag-asa Quezon City
Subject | : |  | Bill of Quantities for Architectural,Electrical & Plumbing Works
Date | : |  | 2015-03-09 11:06
[36 empty] | GUARANTEE BOND |  |  |  | 2850000
[36 empty] | Net Premium | [5 empty] | 17100
[36 empty] | Doc. Stamps Tax | [5 empty] | 2167.5
ITEM | DESCRIPTION |  |  | KCI QTY | QTY | UNIT | UM | TM | UL | TL | DC | UNIT RATE |  |  | GROSS AMOUNT | [20 empty] | 12% VAT | [5 empty] | 2052
[12 empty] | MATERIAL | LABOR | TOTAL | [21 empty] | LGT | [5 empty] | 34.2
I | PRELIMINARIES | [34 empty] | Notarial Fee | [5 empty] | 200
|  | 1 | Mobilization / Demobilization | 1 | 1 | lot | 10000 | 10000 | 10000 | 10000 | 20000 | 13733.6251 | 13733.6251 | 27467.2501 | 27467.2501 | 27804.5617 | -337.3116 | [18 empty] | Total Gross Prem. | [5 empty] | 21553.7
|  | 2 | Temporary Facilities | 1 | 1 | lot | 10000 | 10000 | 8000 | 8000 | 18000 | 13733.6251 | 10986.9 | 24720.5251 | 24720.5251 | 25024.1055 | -303.5804 | [18 empty] | Note: GUARANTEE BOND EQUALS TO SURETY BOND
|  | 3 | General Cleaning and Clearing of Site | 1 | 1 | lot | 5000 | 5000 | 10000 | 10000 | 15000 | 6866.8125 | 13733.6251 | 20600.4376 | 20600.4376 | 20853.4212 | -252.9837
|  | 4 | Project Supervision (including safety officer) | 1 | 1 | lot |  | 0 | 213333.3333 | 213333.3333 | 213333.3333 | 0 | 292984.0011 | 292984.0011 | 292984.0011 | 296581.9911 | -3597.9899 | [18 empty] | PERFORMANCE BOND |  |  |  | 2850000
|  | 5 | Bonds and Insurances | 1 | 1 | lot | 55233.8084 | 55233.8084 | 2500 | 2500 | 57733.8084 | 91701.436 | 3433.4063 | 95134.8423 | 95134.8423 | 80263.1618 | 14871.6805 | [18 empty] | Net Premium | [5 empty] | 15675
|  | 6 | Safety Requirements (Signages,PPE etc.) | 1 | 1 | lot | 35000 | 35000 | 5000 | 5000 | 40000 | 48067.6877 | 6866.8125 | 54934.5002 | 54934.5002 | 55609.1233 | -674.6231 | [18 empty] | Doc. Stamps Tax | [5 empty] | 1989.375
|  | 7 | Health Certificate | 1 | 1 | lot | 108000 | 108000 |  | 0 | 108000 | 148323.1506 | 0 | 148323.1506 | 148323.1506 | 150144.633 | -1821.4824 | [18 empty] | 12% VAT | [5 empty] | 1881
|  | 8 | Permits, Clearances & Licenses (By Owner) | 1 | 1 | lot |  | 0 |  | 0 | 0 | 0 | 0 | 0 | BY OWNER | 0 | #VALUE! | [18 empty] | LGT | [5 empty] | 31.35
|  | 9 | Electric Consumption (Genset) | 1320 | 1320 | hrs. | 390 | 514800 | 76 | 100320 | 615120 | 535.6114 | 104.3756 | 639.9869 | 844782.7443 | 855157.0985 | -10374.3543 | [18 empty] | Notarial Fee | [5 empty] | 200
|  | 10 | Water Consumption | 1 | 1 | lot | 46601.9417 | 46601.9417 | 4000 | 4000 | 50601.9417 | 64001.3595 | 5493.45 | 69494.8095 | 69494.8095 | 70348.2405 | -853.431 | [18 empty] | Total Gross Prem. | [5 empty] | 19776.725
|  | 11 | Temporary Enclosure | 1 | 1 | lot |  | 0 |  | 0 | 0 | 0 | 0 | 0 | 0 | 0 | 0
|  | 12 | As-built Plans | 1 | 1 | lot | 10000 | 10000 | 15000 | 15000 | 25000 | 13733.6251 | 20600.4376 | 34334.0626 | 34334.0626 | 34755.7021 | -421.6394 | [18 empty] | CARI |  |  |  | 9500000
|  | 13 | Tools and Equipment | 1 | 1 | lot | 45000 | 45000 |  | 0 | 45000 | 61801.3127 | 0 | 61801.3127 | 61801.3127 | 62560.2637 | -758.951 | [18 empty] | Net Premium | [5 empty] | 14250
|  | 14 | Portable Toilet | 1 | 1 | lot | 32380.9524 | 32380.9524 | 2000 | 2000 | 34380.9524 | 44470.7859 | 2746.725 | 47217.5109 | 47217.5109 | 47797.3655 | -579.8546 | [18 empty] | Doc. Stamps Tax | [5 empty] | 1781.25
|  | 15 | Handling and Hauling of Materials | 1 | 1 | lot | 51650.4854 | 51650.4854 | 22135.9223 | 22135.9223 | 73786.4078 | 70934.8401 | 30400.6457 | 101335.4858 | 101335.4858 | 102579.9362 | -1244.4504 | [18 empty] | 12% VAT | [5 empty] | 1710
|  | 16 | Hauling out of Debris | 1 | 1 | lot | 15000 | 15000 | 8500 | 8500 | 23500 | 20600.4376 | 11673.5813 | 32274.0189 | 32274.0189 | 32670.36 | -396.3411 | [18 empty] | LGT | [5 empty] | 28.5
|  | 17 | Testing and Commissioning | 1 | 1 | lot | 10000 | 10000 | 5000 | 5000 | 15000 | 13733.6251 | 6866.8125 | 20600.4376 | 20600.4376 | 20853.4212 | -252.9837 | [18 empty] | Total Gross Prem. | [5 empty] | 17769.75
[16 empty] | 0 | 0
| SUBTOTAL I | [6 empty] | 948667.188 |  | 405789.2557 | 1354456.4436 |  |  |  | 1876005.0893 | 1883003.3854 | -6998.2961 |  |  |  | "FF-02" VINYL TILE INSTALLATION (per sq m) |  |  | unit | kci qty | qty | um | tm | ul | tl
II | ARCHITECTURAL WORKS | [14 empty] | 0 | 0 |  |  |  | 3.0mmx450mmx450mm vinyl tiles |  |  | pc | 4.93 | 5.15 | 145.283 | 748.2075 | 18 | 92.7
| A. | FLOOR FINISHES | [13 empty] | 0 |  |  |  |  | adhesive |  |  | gallon | 0.0493 | 0.05 | 552.381 | 27.619 |  | 0
|  | 1 | FF-01 600x600mm non-skid Homogenous Tiles (TAICERA G68428 bush hammer grey) | 494.8 | 498 | sq. m | 845.4717 | 421044.9057 | 214.6 | 106870.8 | 527915.7057 | 1161.1391 | 294.7236 | 1455.8627 | 725019.6361 | 733923.2396 | -8903.6034 |  |  |  | mortar (topping) included @ other item |  |  | sq m | 1 | 1 | 0 | 0 | 0 | 0
|  | 2 | FF-02 450x450mm Vinyl tiles Carpet finish (HANWHA GT-C9710) | 262 | 265 | sq. m | 775.8266 | 205594.0476 | 75 | 19875 | 225469.0476 | 1065.4912 | 103.0022 | 1168.4933 | 309650.7361 | 313453.4019 | -3802.6658 | [10 empty] | 775.8266 |  | 92.7
|  | 3 | FF-03 300x300mm non-skid Ceramic tiles (TAICERA G38529 Rustik DK Grey) | 23.6 | 26 | sq. m | 799.434 | 20785.283 | 216 | 5616 | 26401.283 | 1097.9126 | 296.6463 | 1394.5589 | 36258.5322 | 36703.8051 | -445.2729
|  | 4 | FF-04 400x200mm non-skid Porcelain tiles (Accent) | 12 | 14 | sq. m | 1281.3208 | 17938.4906 | 214.5 | 3003 | 20941.4906 | 1759.7179 | 294.5863 | 2054.3041 | 28760.2579 | 29113.4483 | -353.1903
|  | 5 | FF-04a 600x200mm non-skid Porcelain tiles (Field) COTTO Cement Wood City Lt. Grey | 28.5 | 31 | sq. m | 1293.5849 | 40101.1321 | 215.1 | 6668.1 | 46769.2321 | 1776.561 | 295.4103 | 2071.9713 | 64231.1097 | 65019.8999 | -788.7901 |  |  |  | "FF-01" TILE INSTALLATION (per sq m) |  |  | unit | kci qty | qty | um | tm | ul | tl
|  | 6 | FF-05 Plain cement | 45.86 | 48 | sq. m |  | 0 |  | 0 | 0 | 0 | 0 | 0 | INCLUDED | 0 | #VALUE! |  |  |  | 600mmx600mm tiles |  |  | pc | 2.77 | 2.9 | 264.1509 | 766.0377 | 74 | 214.6
|  | 7 | FF-06 600x600mm Homogenous Tiles Lapatto Finish | 238.71 | 242 | sq. m | 1060.7424 | 256699.6544 | 215.1 | 52054.2 | 308753.8544 | 1456.7838 | 295.4103 | 1752.1941 | 424030.967 | 429238.2792 | -5207.3122 |  |  |  | tile adhesive |  |  | bag | 0.25 | 0.25 | 268.8679 | 67.217 |  | 0
|  | 8 | Floor finish @ model units and video room | 173.29 | 0 | sq. m |  | 0 |  | 0 | 0 | 0 | 0 | 0 | BY OTHERS | 0 | #VALUE! |  |  |  | tile grout |  |  | kg | 0.25 | 0.35 | 34.9057 | 12.217 |  | 0
[16 empty] | 0 | 0 |  |  |  | mortar (topping) included @ other item |  |  | sq m | 1 | 1 | 0 | 0 | 0 | 0
| B. | WALL FINISHES | [13 empty] | 0 | [11 empty] | 845.4717 |  | 214.6
|  | 1 | WF- 600mm x 200mm Non-skid Porcelain Tiles (Accent) | 16.22 | 18 | sq.m | 1177.3113 | 21191.6038 | 215.1 | 3871.8 | 25063.4038 | 1616.8752 | 295.4103 | 1912.2855 | 34421.139 | 34843.8478 | -422.7088
|  | 2 | WF- 600mm x 200mm Non-skid Porcelain Tiles (Field) | 44.33 | 46 | sq.m | 1287.6887 | 59233.6792 | 215.1 | 9894.6 | 69128.2792 | 1768.4634 | 295.4103 | 2063.8736 | 94938.1868 | 96104.0751 | -1165.8884
|  | 1 | Paint Finish interior (color to be verified) | 1435 | 1450 | sq.m | 160 | 232000 | 160 | 232000 | 464000 | 222.4365 | 222.4365 | 444.873 | 645065.8306 | 645065.8306 | 0
|  | 2 | Paint Finish Exterior (color to be verified) | 731 | 744 | sq.m | 170 | 126480 | 185 | 137640 | 264120 | 236.3388 | 257.1922 | 493.531 | 367187.0413 | 367187.0413 | 0
|  | 3 | Wall finish @ model units and video room | N/A | 0 | [9 empty] | BY OTHERS | 0 | #VALUE!
[16 empty] | 0 | 0
| C. | CEILING FINISHES | [13 empty] | 0 | 0
|  | 1 | CF-1 12mm thk. Gypsum Board on Metal Furring on Latex Flat Painted Finish | 269 | 273 | sq.m | 430 | 117390 | 375 | 102375 | 219765 | 578.735 | 504.7107 | 1083.4457 | 295780.6708 | 305523.4747 | -9742.8039
|  | 2 | CF-2 12mm thk. Moisture Resistant Gypsum Board | 36.7 | 39 | sq.m | 492 | 19188 | 375 | 14625 | 33813 | 675.6944 | 515.0109 | 1190.7053 | 46437.5064 | 47007.7822 | -570.2758 | [18 empty] | 12% VAT | [5 empty] | 0
|  |  | on Metal Furring on Latex Flat Painted Finish | [17 empty] | "FF-03" TILE INSTALLATION (per sq m) |  |  | unit | kci qty | qty | um | tm | ul | tl | [5 empty] | LGT | [5 empty] | 0
|  | 3 | CF-3 6mm thk. Fiber Cement Board on Metal Furring | 62 | 64 | sq.m | 482 | 30848 | 375 | 24000 | 54848 | 648.7215 | 504.7107 | 1153.4322 | 73819.663 | 76251.2299 | -2431.5669 |  |  |  | 300mmx300mm tiles |  |  | pc | 11.11 | 12 | 60 | 720 | 18 | 216 | [5 empty] | Total Gross Prem. | [5 empty] | 0
|  |  | on Latex Flat Painted Finish | [12 empty] | 0 | 0 |  |  |  | tile adhesive |  |  | bag | 0.25 | 0.25 | 268.8679 | 67.217 |  | 0
|  | 4 | CF4- 20mm thk x 600mm x 600mm Acoustic Ceiling | 252 | 255 | sq.m | 390 | 99450 | 225 | 57375 | 156825 | 535.6114 | 309.0066 | 844.6179 | 215377.5749 | 218022.5191 | -2644.9442 |  |  |  | tile grout |  |  | kg | 0.25 | 0.35 | 34.9057 | 12.217 |  | 0
|  |  | Board on Oven-baked T-runners | [12 empty] | 0 | 0 |  |  |  | mortar (topping) included @ other item |  |  | sq m | 1 | 1 | 0 | 0 | 0 | 0
|  | 5 | CF5- Exposed Slab (Plain Cement Plastered Finish) | 80.25 | 82 | sq.m |  | 0 |  | 0 | 0 | 0 | 0 | 0 | INCLUDED | 0 | #VALUE! |  |  |  | mortar |  |  | sq m | 1 | 1 | 0 | 0 | 0 | 0
|  | 6 | Cove Ceiling Painted finish (color to be verified) | 61.7 | 63 | lm | 130 | 8190 | 120 | 7560 | 15750 | 178.5371 | 164.8035 | 343.3406 | 21630.4595 | 21896.0923 | -265.6329 | [10 empty] | 799.434 |  | 216
0
|  | 7 | Others (Model Units excluded) | 152.9 | 154 | sq.m |  | 0 |  | 0 | 0 | 0 | 0 | 0 | BY OTHERS | 0 | #VALUE!
[16 empty] | 0 | 0
| D. | DOORS | [13 empty] | 0 | 0
|  | 1 | D1- 2400x2000mm - Double Swing glass door & 12mm thk. | 3 | 3 | sets |  | 0 |  | 0 | 0 | 0 | 0 | 0 | 0 | 0 | 0
|  |  | clear Tempered glass door on Aluminum frame Powder coated | [12 empty] | 0 | 0
|  | 2 | D2- 2400x2050mm - Double Swing glass door & 12mm thk. | 1 | 1 | set |  | 0 |  | 0 | 0 | 0 | 0 | 0 | 0 | 0 | 0
|  |  | clear Tempered glass door on Aluminum frame Powder coated | [12 empty] | 0 | 0
|  | 3 | D3- 2100x900mm - 45mm thk. Hollow Core HDF door | 2 | 2 | sets | 6553.3981 | 13106.7961 | 700 | 1400 | 14506.7961 | 9000.1912 | 961.3538 | 9961.5449 | 19923.0899 | 19923.0899 | 0 |  |  |  | tile grout |  |  | kg | 0.25 | 0.35 | 34.9057 | 12.217 |  | 0
|  | 4 | D4- 2100x800mm - 45mm thk. Hollow Core HDF door | 4 | 4 | sets | 6553.3981 | 26213.5922 | 700 | 2800 | 29013.5922 | 9000.1912 | 961.3538 | 9961.5449 | 39846.1797 | 39846.1797 | 0 |  |  |  | mortar (topping) included @ other item |  |  | sq m | 1 | 1 | 0 | 0 |  | 0
|  | 5 | D5- 2100x750mm - 45mm thk. Hollow Core HDF door w/ Wooden Louver | 7 | 7 | sets | 8495.1456 | 59466.0194 | 700 | 4900 | 64366.0194 | 11666.9145 | 961.3538 | 12628.2682 | 88397.8777 | 88397.8777 | 0 | [10 empty] | 12.217 |  | 0
|  | 6 | D6- 2100x900mm - 45mm thk. Hollow Core HDF door w/ Wooden Louver | 1 | 1 | set | 8495.1456 | 8495.1456 | 700 | 700 | 9195.1456 | 11666.9145 | 961.3538 | 12628.2682 | 12628.2682 | 12628.2682 | 0
|  | 7 | D7- 2100x500mm - 45mm thk. Hollow Core HDF door w/ Wooden Louver | 2 | 2 | sets | 7330.0971 | 14660.1942 | 650 | 1300 | 15960.1942 | 10066.8805 | 892.6856 | 10959.5661 | 21919.1323 | 21919.1323 | 0 |  |  |  | "FF-04a" TILE INSTALLATION (per sq m) |  |  | unit | kci qty | qty | um | tm | ul | tl
|  | 8 | D8- 2100x900mm - 18 GA. Cold rolled, hot dipped | 3 | 3 | sets | 7877.3585 | 23632.0755 | 700 | 2100 | 25732.0755 | 10818.4688 | 961.3538 | 11779.8225 | 35339.4676 | 35339.4676 | 0 |  |  |  | 600mmx200mm tiles |  |  | pc | 8.33 | 9 | 134.9057 | 1214.1509 | 23.9 | 215.1
|  |  | Galvanized Steel w/ Rockwool infill | [12 empty] | 0 | 0 |  |  |  | tile adhesive |  |  | bag | 0.25 | 0.25 | 0 | 0 |  | 0
|  | 9 | D9- 2400x900mm - 18 GA. Cold rolled, hot dipped | 1 | 1 | set | 8584.9057 | 8584.9057 | 700 | 700 | 9284.9057 | 11790.1875 | 961.3538 | 12751.5413 | 12751.5413 | 12751.5413 | 0 |  |  |  | tile grout |  |  | kg | 0.25 | 0.35 | 34.9057 | 12.217 |  | 0
|  |  | Galvanized Steel w/ Rockwool infill | [17 empty] | mortar (topping) included @ other item |  |  | sq m | 1 | 1 | 0 | 0 | 0 | 0
[7 empty] | 1.07 | [8 empty] | 0 | 0
| E. | WINDOWS (BY OTHERS) | [13 empty] | 0 | 0
|  | 1 | W1- 6800x4555mm - (Fixed window) 10mm thk. Clear | 1 | 1 | set |  | 0 |  | 0 | 0 | 0 | 0 | 0 | 0 | 0 | 0 | 236951.1 | 41814.9
|  |  | tempered glass on Aluminum frame Powder coated finish | [12 empty] | 0 | 0
|  | 2 | W2- (Fixed window) 10mm thk. Clear tempered glass | 1 | 1 | set |  | 0 |  | 0 | 0 | 0 | 0 | 0 | 0 | 0 | 0 | 102379.95 | 18067.05
|  |  | on Aluminum frame Powder coated finish | [12 empty] | 0 | 0
|  | 3 | W3- (Fixed window) 10mm thk. Clear tempered glass | 1 | 1 | set |  | 0 |  | 0 | 0 | 0 | 0 | 0 | 0 | 0 | 0 | 81113.375 | 14314.125
|  |  | on Aluminum frame Powder coated finish | [12 empty] | 0 | 0
|  | 4 | W4- (Fixed window) 10mm thk. Clear tempered glass | 1 | 1 | set |  | 0 |  | 0 | 0 | 0 | 0 | 0 | 0 | 0 | 0 | 38540.7 | 6801.3
|  |  | on Aluminum frame Powder coated finish | [12 empty] | 0 | 0
|  | 5 | W5- 600x2750mm - (Awning window) 6mm thk., Annealed | 2 | 2 | sets |  | 0 |  | 0 | 0 | 0 | 0 | 0 | 0 | 0 | 0 | 10729.125 | 1893.375
|  |  | glass on Aluminum frame Powder coated finish | [12 empty] | 0 | 0
|  | 6 | W6- 600x3550mm - (Awning window) 6mm thk., Annealed | 2 | 2 | sets |  | 0 |  | 0 | 0 | 0 | 0 | 0 | 0 | 0 | 0 | 13850.325 | 2444.175
|  |  | glass on Aluminum frame Powder coated finish | [12 empty] | 0 | 0
|  | 7 | W7- 600x1800mm - (Awning window) 6mm thk., Annealed | 4 | 4 | sets |  | 0 |  | 0 | 0 | 0 | 0 | 0 | 0 | 0 | 0 | 7022.7 | 1239.3
|  |  | glass on Aluminum frame Powder coated finish | [12 empty] | 0 | 0
|  | 8 | W8- 600x900mm - (Awning window) 6mm thk., Annealed | 1 | 1 | set |  | 0 |  | 0 | 0 | 0 | 0 | 0 | 0 | 0 | 0 | 3511.35 | 619.65
|  |  | glass on Aluminum frame Powder coated finish | [12 empty] | 0 | 0
|  | 9 | W9- 8510x2400mm - (Fixed window) 10mm thk. Clear | 1 | 1 | set |  | 0 |  | 0 | 0 | 0 | 0 | 0 | 0 | 0 | 0 | 156243.6 | 27572.4
|  |  | tempered glass on Aluminum frame Powder coated finish | [12 empty] | 0 | 0
|  | 10 | W10- (Fixed window) 10mm thk. Clear tempered glass | 1 | 1 | set |  | 0 |  | 0 | 0 | 0 | 0 | 0 | 0 | 0 | 0 | 170181.9 | 30032.1
|  |  | on Aluminum frame Powder coated finish | [12 empty] | 0 | 0
|  | 11 | W11- 2400x900mm - (Awning type window w/ Fixed glass) | 24 | 24 | sets |  | 0 |  | 0 | 0 | 0 | 0 | 0 | 0 | 0 | 0 | 15606 | 2754
|  |  | 10mm thk. clear float tempered glass on Aluminum | [12 empty] | 0 | 0
|  |  | frame Powder coated finish | [12 empty] | 0 | 0
|  | 12 | W12- 2400x1200mm - (Awning type window w/ Fixed glass) | 1 | 1 | set |  | 0 |  | 0 | 0 | 0 | 0 | 0 | 0 | 0 | 0 | 20808 | 3672
|  |  | 10mm thk. clear float tempered glass on Aluminum | [12 empty] | 0 | 0
|  |  | frame Powder coated finish | [12 empty] | 0 | 0
|  | 13 | W13- 2400x6700mm - (Fixed window) 10mm thk. Clear float | 1 | 1 | set |  | 0 |  | 0 | 0 | 0 | 0 | 0 | 0 | 0 | 0 | 67116 | 11844
|  |  | tempered glass on Aluminum frame Brown Powder coated finish | [12 empty] | 0 | 0
|  | 14 | W14- 2400x9000mm - (Fixed window) 10mm thk. Clear float | 1 | 1 | set |  | 0 |  | 0 | 0 | 0 | 0 | 0 | 0 | 0 | 0 | 128520 | 22680
|  |  | tempered glass on Aluminum frame Brown Powder coated finish | [12 empty] | 0 | 0
|  | 15 | W15- 2400x6900mm - (Fixed window) 10mm thk. Clear float | 1 | 1 | set |  | 0 |  | 0 | 0 | 0 | 0 | 0 | 0 | 0 | 0 | 68544 | 12096
|  |  | tempered glass on Aluminum frame Brown Powder coated finish | [12 empty] | 0 | 0
|  | 16 | W16- 2400x3660mm - (Fixed window) 10mm thk. Clear float | 1 | 1 | set |  | 0 |  | 0 | 0 | 0 | 0 | 0 | 0 | 0 | 0 | 52264.8 | 9223.2
|  |  | tempered glass on Aluminum frame Brown Powder coated finish | [12 empty] | 0
0
| F. | HARDWARES | [13 empty] | 0
|  | 1 | Mortise Leverset in Satin Finish Schlage or approved equal | 20 | 20 | sets | 2285.7143 | 45714.2857 | 350 | 7000 | 52714.2857 | 3139.1143 | 480.6769 | 3619.7912 | 72395.8235 | 73284.8804 | -889.0569
|  | 2 | 1 1/2 pairs 3 1/2" x 3 1/2" x 0.13 standard weight and | 48 | 48 | pcs | 333.3333 | 16000 | 75 | 3600 | 19600 | 457.7875 | 103.0022 | 560.7897 | 26917.9051 | 27248.4704 | -330.5653 |  |  |  | "FFD-04" TILE INSTALLATION (per sq m) |  |  | unit | kci qty | qty | um | tm | ul | tl
|  |  | standard duty 2-ball bearing hinges non removable in satin finish | [12 empty] | 0 | 0 |  |  |  | 400mmx200mm tiles |  |  | pc | 12.5 | 13 | 92.4528 | 1201.8868 | 16.5 | 214.5
|  | 3 | Panic Hardware | 4 | 4 | sets | 3809.5238 | 15238.0952 | 400 | 1600 | 16838.0952 | 5231.8572 | 549.345 | 5781.2022 | 23124.8087 | 23408.7929 | -283.9842 |  |  |  | tile adhesive |  |  | bag | 0.25 | 0.25 | 268.8679 | 67.217 |  | 0
|  | 4 | Koyo Ball Bearing S/S Hinges | 16 | 16 | sets | 714.2857 | 11428.5714 | 75 | 1200 | 12628.5714 | 980.9732 | 103.0022 | 1083.9754 | 17343.6065 | 17556.5947 | -212.9882 |  |  |  | tile grout |  |  | kg | 0.25 | 0.35 | 34.9057 | 12.217 |  | 0
[16 empty] | 0 |  |  |  |  | mortar (topping) included @ other item |  |  | sq m | 1 | 1 | 0 | 0 |  | 0
| G. | MISCELLANEOUS | [13 empty] | 0 | [11 empty] | 1281.3208 |  | 214.5
|  | 1 | Non-slip Aluminum Stair Nosing | 76.8 | 78 | lm | 220 | 17160 | 75 | 5850 | 23010 | 302.1398 | 103.0022 | 405.1419 | 31601.0712 | 31989.1482 | -388.0769
|  | 2 | 38mm x 38mm Non-slip Angle bar Nosing | 56.4 | 58 | lm | 133.3333 | 7733.3333 | 75 | 4350 | 12083.3333 | 183.115 | 103.0022 | 286.1172 | 16594.7969 | 16798.5893 | -203.7924 |  |  |  | "FF-04a" TILE INSTALLATION (per sq m) |  |  | unit | kci qty | qty | um | tm | ul | tl
|  | 3 | 3mm x 38mm x38mm Brass Threaded Nosing welded to 10mmØ anchor | 18.83 | 19.5 | lm | 785.7143 | 15321.4286 | 120 | 2340 | 17661.4286 | 1079.0705 | 164.8035 | 1243.874 | 24255.5438 | 24553.414 | -297.8702 |  |  |  | 600mmx200mm tiles |  |  | pc | 8.33 | 9 | 134.9057 | 1214.1509 | 23.9 | 215.1
|  | 4 | Aluminum Threshold | 2 | 2 | lm | 1142.8571 | 2285.7143 | 175 | 350 | 2635.7143 | 1569.5571 | 240.3384 | 1809.8956 | 3619.7912 | 3664.244 | -44.4528 |  |  |  | tile adhesive |  |  | bag | 0.25 | 0.25 | 268.8679 | 67.217 |  | 0
|  | 5 | Signage | N/A |  |  |  | 0 |  | 0 | 0 | 0 | 0 | 0 | BY OTHERS | 0 | #VALUE! |  |  |  | tile grout |  |  | kg | 0.25 | 0.35 | 34.9057 | 12.217 |  | 0
|  | 6 | Green Wall | N/A |  |  |  | 0 |  | 0 | 0 | 0 | 0 | 0 | BY OTHERS | 0 | #VALUE! |  |  |  | mortar (topping) included @ other item |  |  | sq m | 1 | 1 | 0 | 0 | 0 | 0
|  | 7 | 6mm THK coated glass at toilet | 7.5 | 8 | sq.m | 4850.7767 | 38806.2136 | 856.0194 | 6848.1553 | 45654.3689 | 6661.8748 | 1175.625 | 7837.4998 | 62699.9985 | 63469.9858 | -769.9873 | [10 empty] | 1293.5849 |  | 215.1
0
| H. | METAL/GLASS WORKS | [13 empty] | 0
|  | 1 | 10mm THK Tempered Glass for Main Stair Railings | 15.7 | 16.5 | lm |  | 0 |  | 0 | 0 | 0 | 0 | 0 | 0 | 0 | 0
|  | 2 | 10mm THK Tempered Glass for View Deck Railings | 8.5 | 9 | lm |  | 0 |  | 0 | 0 | 0 | 0 | 0 | 0 | 0 | 0
|  | 3 | Ramp Railing | 4 | 4 | lm | 6348.8095 | 25395.2381 | 3225 | 12900 | 38295.2381 | 8719.217 | 4429.0941 | 13148.311 | 52593.2441 | 53239.1155 | -645.8713
|  | 4 | Paint finish for Entrance Canopy | 56 | 58 | sq.m | 185 | 10730 | 185 | 10730 | 21460 | 254.0721 | 254.0721 | 508.1441 | 29472.3594 | 29834.2947 | -361.9353
0
| I. | TOILET PARTITIONS | [13 empty] | 0
|  | 1 | Ground Floor Male & Female Toilet Partition (JEBSEN Bescube) | 1 | 1 | set | 55937.4964 | 55937.4964 | 9871.3229 | 9871.3229 | 65808.8193 | 76822.4602 | 13556.9047 | 90379.365 | 90379.365 | 91489.2687 | -1109.9038
|  | 2 | Second Floor Male & Female Toilet Partition (JEBSEN Bescube) | 1 | 1 | set | 75956.0279 | 75956.0279 | 13404.0049 | 13404.0049 | 89360.0328 | 104315.1607 | 18408.5578 | 122723.7185 | 122723.7185 | 124230.8271 | -1507.1086
|  | 3 | Urinal Partition (JEBSEN Bescube) | 1 | 1 | set | 3505.603 | 3505.603 | 618.6358 | 618.6358 | 4124.2389 | 4814.4638 | 849.6113 | 5664.075 | 5664.075 | 5733.6327 | -69.5577
0
| J. | CABINETRY | [13 empty] | 0
|  | 1 | Overhead, Under counter cabinet & granite countertop @ Ground Floor Pantry | 1 | 1 | set | 50537.1364 | 50537.1364 | 21658.7727 | 21658.7727 | 72195.9091 | 70258.1462 | 30110.6341 | 100368.7803 | 100368.7803 | 100368.7803 | 0 | [5 empty] | ENTRANCE CANOPY SKYLIGHT
|  | 2 | Overhead, Under counter cabinet & granite countertop @ Second Floor Pantry | 1 | 1 | set | 76565.6818 | 76565.6818 | 32813.8636 | 32813.8636 | 109379.5455 | 106443.7611 | 45618.7547 | 152062.5158 | 152062.5158 | 152062.5158 | 0 | [8 empty] | KCI QTY | QTY | UNIT | UM | TM | UL | TL
|  | 3 | Granite countertop at toilets (model units excluded) | 6.3 | 6.5 | lm | 2953.007 | 19194.5455 | 2781.1189 | 18077.2727 | 37271.8182 | 4105.3533 | 3866.3896 | 7971.7428 | 51816.3283 | 51816.3283 | 0 | [5 empty] | 10mm thk. Canadian Grey Color tempered |  |  | 34.9575 | 35 | sq.m | 4017.8571 | 140625 | 375 | 13125
[16 empty] | 0 | [6 empty] | 150Ømm Pipe Sched. 40 |  |  | 7 | 12 | lm | 370 | 4440 | 85 | 1020
| SUBTOTAL II | [6 empty] | 2317802.8963 |  | 950540.5281 | 3268343.4243 |  |  |  | 4497048.5998 | 4543742.814 | -46694.2142 | [5 empty] | 200mmx 300mm x 6mm Tubular Steel |  |  | 11.8 | 12 | lm | 1513.9286 | 18167.1429 | 200 | 2400
III | ELECTRICALWORKS | [14 empty] | 0 | [6 empty] | 50mmx 300mm x 6mm Tubular Steel |  |  | 52.575 | 54 | lm | 1060.7143 | 57278.5714 | 130 | 7020
| A. | LIGHTING FIXTURES | [13 empty] | 0 | [6 empty] | 50mmx 150mm x 6mm Tubular Steel |  |  | 5.825 | 6 | lm | 315.4605 | 1892.7628 | 35 | 210
|  | 1 | 6" CFL Pin Light w/o diffuser | 67 | 67 | pcs | 342.8571 | 22971.4286 | 130 | 8710 | 31681.4286 | 470.8671 | 178.5371 | 649.4043 | 43510.0861 | 44044.4117 | -534.3256 |  | 342.8571 | 50mm x 50mm x 3mm thk. SS cube w/ extruded aluminum and rubber gasket | [5 empty] | 41.475 | 42 | lm | 293.75 | 12337.5 | 60 | 2520
|  | 2 | 150mmX150mm Recessed Pinlight w/ 13W CFL | 88 | 88 | pcs | 797.1429 | 70148.5714 | 130 | 11440 | 81588.5714 | 1094.7661 | 178.5371 | 1273.3032 | 112050.6849 | 113426.7233 | -1376.0384 |  | 797.1429 |  |  |  | 0.60mm thk. SS End-Flashing |  |  | 5.83 | 6 | lm | 571.4286 | 3428.5714 | 150 | 900
|  | 3 | Porcelain Receptacle w/ 15W CFL | 4 | 4 | pcs | 247.619 | 990.4762 | 130 | 520 | 1510.4762 | 340.0707 | 178.5371 | 518.6078 | 2074.4314 | 2099.9064 | -25.4751 |  | 247.619 |  |  |  | 300mmx 300mmx 20mm thk plate w/ |  |  | 2 | 2 | pcs | 847.8 | 1695.6 | 151 | 302
|  | 4 | 100X100X200mm Wall lamp w/ Glass Diffuser Alum | 18 | 18 | pcs | 1885.7143 | 33942.8571 | 210 | 3780 | 37722.8571 | 2589.7693 | 288.4061 | 2878.1754 | 51807.1576 | 52443.3754 | -636.2178 |  | 1885.7143 |  |  |  | 350mm x 450mmx 20mm thk. base plate w/ |  |  | 2 | 2 | pcs | 1483.2 | 2966.4 | 152 | 304
|  |  | CAS Body powder coated finish and 18W Warm White CFL | [12 empty] | 0 | [6 empty] | 50mmx 300mm x 6mm Tubular Steel |  |  | 52.575 | 54 | lm | 1060.7143 | 57278.5714 | 130 | 7020
|  | 5 | Wall Lamp | 3 | 3 | pcs | 1542.8571 | 4628.5714 | 210 | 630 | 5258.5714 | 2118.9022 | 288.4061 | 2407.3083 | 7221.9248 | 7310.6137 | -88.6888 |  | 1542.8571 |  |  |  | 20mmØ anchor bolts |  |  | 16 | 16 | pcs | 160 | 2560 | 35 | 560
|  | 6 | 600mmX1200mm Lighting fixture w/ 4-36W Fluorescent | 44 | 44 | pcs | 3333.3333 | 146666.6667 | 210 | 9240 | 155906.6667 | 4577.875 | 288.4061 | 4866.2811 | 214116.3703 | 216745.8264 | -2629.456 |  | 3333.3333 |  |  |  | primer paint |  |  | 58 | 60 | sq.m | 65 | 3900 | 65 | 3900
|  |  | Lamp, 220V 60HZ (Phillips) w/ Mirrorized Louvers | [12 empty] | 0 | [6 empty] | welding |  |  | 1 | 1 | lot | 2000 | 2000 | 500 | 500
|  | 7 | Emergency Light | 25 | 25 | pcs | 2952.381 | 73809.5238 | 210 | 5250 | 79059.5238 | 4054.6893 | 288.4061 | 4343.0954 | 108577.3857 | 109910.7702 | -1333.3846 |  | 2952.381 |  |  |  | consumables |  |  | 1 | 1 | lot | 2000 | 2000 | 1000 | 1000 |  |  |  | "FF-06" TILE INSTALLATION (per sq m) |  |  | unit | kci qty | qty | um | tm | ul | tl
|  | 8 | Exit Light | 4 | 4 | pcs | 2285.7143 | 9142.8571 | 210 | 840 | 9982.8571 | 3139.1143 | 288.4061 | 3427.5204 | 13710.0817 | 13878.4484 | -168.3667 |  | 2285.7143 | [10 empty] | 310570.1199 |  | 40781 |  |  |  | 600mmx600mm tiles |  |  | pc | 2.77 | 3 | 327.1028 | 981.3084 | 71.7 | 215.1
[16 empty] | 0 | [19 empty] | tile adhesive |  |  | bag | 0.25 | 0.25 | 268.8679 | 67.217 |  | 0
| B. | WIRES & CABLES |  |  |  |  | 0.87 |  | 0.85 | [6 empty] | 0 | [19 empty] | tile grout |  |  | kg | 0.25 | 0.35 | 34.9057 | 12.217 |  | 0
|  | 1 | 2.0mm² THHN | 2284 | 2450 | lm | 17.2414 | 42241.3793 | 5.8824 | 14411.7647 | 56653.144 | 23.6787 | 8.0786 | 31.7573 | 77805.3038 | 78760.7918 | -955.488 |  | 15 |  | 5 | [14 empty] | mortar (topping) included @ other item |  |  | sq m | 1 | 1 | 0 | 0 | 0 | 0
|  | 2 | 3.5mm² THHN | 6464 | 6880 | lm | 25.2874 | 173977.0115 | 8.2353 | 56658.8235 | 230635.835 | 34.7287 | 11.31 | 46.0388 | 316746.6082 | 320636.4148 | -3889.8066 |  | 22 |  | 7 | [21 empty] | 1060.7424 |  | 215.1
|  | 3 | 5.5mm² THHN | 1087 | 1215 | lm | 37.931 | 46086.2069 | 18.8235 | 22870.5882 | 68956.7951 | 52.0931 | 25.8515 | 77.9446 | 94702.6769 | 95865.6731 | -1162.9962 |  | 33 |  | 16
|  | 4 | 8mm² THHN | 1771 | 1880 | lm | 60.9195 | 114528.7356 | 18.8235 | 35388.2353 | 149916.9709 | 83.6646 | 25.8515 | 109.5161 | 205890.3468 | 208418.7831 | -2528.4363 |  | 53 |  | 16
|  | 5 | 14mm² THHN | 21 | 23 | lm | 95.4023 | 2194.2529 | 29.4118 | 676.4706 | 2870.7235 | 131.0219 | 40.393 | 171.415 | 3942.544 | 3990.9604 | -48.4164 |  | 83 |  | 25 | [14 empty] | "WF-" Wall TILE INSTALLATION (per sq m) |  |  | unit | kci qty | qty | um | tm | ul | tl
|  | 6 | 22mm² THHN | 24 | 27 | lm | 149.4253 | 4034.4828 | 45.8824 | 1238.8235 | 5273.3063 | 205.2151 | 63.0131 | 268.2282 | 7242.1611 | 7331.0985 | -88.9374 |  | 130 |  | 39 | [14 empty] | 600mmx200mm tiles "Accent" |  |  | pc | 8.33 | 9 | 122.6415 | 1103.7736 | 23.9 | 215.1
|  | 7 | 30mm² THHN | 9 | 11 | lm | 218.3908 | 2402.2989 | 67.0588 | 737.6471 | 3139.9459 | 299.9297 | 92.0961 | 392.0258 | 4312.284 | 4365.241 | -52.957 |  | 190 |  | 57 | [14 empty] | tile adhesive |  |  | bag | 0.25 | 0.25 | 245.283 | 61.3208 |  | 0
|  | 8 | 50mm² THHN | 34 | 47 | lm | 356.3218 | 16747.1264 | 109.4118 | 5142.3529 | 21889.4794 | 489.3591 | 150.262 | 639.6211 | 30062.1902 | 30431.369 | -369.1787 |  | 310 |  | 93 | [14 empty] | tile grout |  |  | kg | 0.25 | 0.35 | 34.9057 | 12.217 |  | 0
|  | 9 | 150mm² THHN | 27 | 37 | lm | 1018.3908 | 37680.4598 | 311.7647 | 11535.2941 | 49215.7539 | 1398.6197 | 428.166 | 1826.7857 | 67591.0711 | 68421.1232 | -830.0521 |  | 886 |  | 265 | [14 empty] | mortar (topping) included @ other item |  |  | sq m | 1 | 1 | 0 | 0 | 0 | 0
|  | 10 | 250mm² THHN | 102 | 125 | lm | 1650.5747 | 206321.8391 | 505.8824 | 63235.2941 | 269557.1332 | 2266.8374 | 694.7599 | 2961.5973 | 370199.6598 | 374745.8966 | -4546.2368 |  | 1436 |  | 430 | [21 empty] | 1177.3113 |  | 215.1
0
| C. | SWITCHES & OUTLETS | [13 empty] | 0
|  | 1 | One Gang switch | 24 | 24 | sets | 108.046 | 2593.1034 | 44.7059 | 1072.9412 | 3666.0446 | 148.3863 | 61.3974 | 209.7837 | 5034.8082 | 5096.6382 | -61.83 |  | 94 |  | 38 | [14 empty] | "WF-" Wall TILE INSTALLATION (per sq m) |  |  | unit | kci qty | qty | um | tm | ul | tl
|  | 2 | Two Gang switch | 6 | 6 | sets | 163.2184 | 979.3103 | 52.9412 | 317.6471 | 1296.9574 | 224.158 | 72.7074 | 296.8654 | 1781.1927 | 1803.0666 | -21.8739 |  | 142 |  | 45 | [14 empty] | 600mmx200mm tiles "Field" |  |  | pc | 8.33 | 9 | 134.9057 | 1214.1509 | 23.9 | 215.1
|  | 3 | Three Gang switch | 3 | 3 | sets | 235.6322 | 706.8966 | 72.9412 | 218.8235 | 925.7201 | 323.6084 | 100.1747 | 423.7831 | 1271.3492 | 1286.9621 | -15.6128 |  | 205 |  | 62 | [14 empty] | tile adhesive |  |  | bag | 0.25 | 0.25 | 245.283 | 61.3208 |  | 0
|  | 4 | Three Way switch | 4 | 4 | sets | 168.9655 | 675.8621 | 51.7647 | 207.0588 | 882.9209 | 232.0509 | 71.0917 | 303.1426 | 1212.5704 | 1227.4614 | -14.891 |  | 147 |  | 44 | [14 empty] | tile grout |  |  | kg | 0.25 | 0.35 | 34.9057 | 12.217 |  | 0
|  | 5 | 2-Gang CO w/ ground rod | 104 | 104 | sets | 275.8621 | 28689.6552 | 84.7059 | 8809.4118 | 37499.0669 | 378.8586 | 116.3319 | 495.1905 | 51499.8125 | 52132.2559 | -632.4434 |  | 240 |  | 72 | [14 empty] | mortar (topping) included @ other item |  |  | sq m | 1 | 1 | 0 | 0 |  | 0
|  | 6 | 1-Gang CO w/ ground | 5 | 5 | sets | 180.4598 | 902.2989 | 55.2941 | 276.4706 | 1178.7694 | 247.8367 | 75.9389 | 323.7755 | 1618.8777 | 1638.7584 | -19.8806 |  | 157 |  | 47 | [21 empty] | 1287.6887 |  | 215.1
|  | 7 | 2-Gang CO w/ ground slot wp | 10 | 10 | sets | 758.6207 | 7586.2069 | 155.2941 | 1552.9412 | 9139.1481 | 1041.8612 | 213.2751 | 1255.1363 | 12551.3633 | 12705.5003 | -154.137 |  | 660 |  | 132
0
| D. | PANEL BOARDS |  |  |  |  | 0.87 | [8 empty] | 0
|  | 1 | 400A 3P MCB in NEMA 4X | 1 | 1 | set | 20235.6322 | 20235.6322 | 4117.6471 | 4117.6471 | 24353.2792 | 27790.8585 | 5655.0221 | 33445.8806 | 33445.8806 | 33856.6127 | -410.7321 |  | 17605 |  | 3500
|  | 2 | 70A 3P Lugs only, 18-20A2PCB | 1 | 1 | set | 24827.5862 | 24827.5862 | 5882.3529 | 5882.3529 | 30709.9391 | 34097.276 | 8078.603 | 42175.879 | 42175.879 | 42693.8198 | -517.9409 |  | 21600 |  | 5000
|  | 3 | 100A 3P Lugs only, 18-20A2PCB | 1 | 1 | set | 24827.5862 | 24827.5862 | 5882.3529 | 5882.3529 | 30709.9391 | 34097.276 | 8078.603 | 42175.879 | 42175.879 | 42693.8198 | -517.9409 |  | 21600 |  | 5000 | [14 empty] | PEBBLES(per sq m) |  | unit | kci qty | qty | um | tm | ul | tl
|  | 4 | 300A 3P Lugs only, 2-20A2PCB | 1 | 1 | set | 25280.4598 | 25280.4598 | 4117.6471 | 4117.6471 | 29398.1068 | 34719.2356 | 5655.0221 | 40374.2576 | 40374.2576 | 40870.0737 | -495.8161 |  | 21994 |  | 3500 | [15 empty] | sand | cu m | 0.008 | 0.01 | 1000 | 10 | 600 | 6
|  | 5 | 2-30A 2PCB, 9-50A2PCB, 5-50A3PCB | 1 | 1 | set | 49827.5862 | 49827.5862 | 5882.3529 | 5882.3529 | 55709.9391 | 68431.3386 | 8078.603 | 76509.9416 | 76509.9416 | 77449.5219 | -939.5803 |  | 43350 |  | 5000 | [15 empty] | cement | bag | 0.144 | 0.17 | 213.9535 | 36.3721 | 150 | 25.5
|  |  | 400A 3PCB, 1-70A3PCB, 1-100A3PCB | [12 empty] | 0 | [20 empty] | pebbles | bag | 5 | 5 | 47.619 | 238.0952 | 20 | 100
|  | 6 | 20A 2P w/ NEMA 3R | 2 | 2 | sets | 1206.8966 | 2413.7931 | 305.8824 | 611.7647 | 3025.5578 | 1657.5065 | 420.0874 | 2077.5938 | 4155.1877 | 4206.2154 | -51.0278 |  | 1050 |  | 260 | [20 empty] | 284.4673 |  | 131.5
|  | 7 | 30A 2P w/ NEMA 3R | 2 | 2 | sets | 1206.8966 | 2413.7931 | 305.8824 | 611.7647 | 3025.5578 | 1657.5065 | 420.0874 | 2077.5938 | 4155.1877 | 4206.2154 | -51.0278 |  | 1050 |  | 260
|  | 8 | 50A 2P w/ NEMA 3R | 9 | 9 | sets | 1206.8966 | 10862.069 | 305.8824 | 2752.9412 | 13615.0101 | 1657.5065 | 420.0874 | 2077.5938 | 18698.3444 | 18927.9695 | -229.625 |  | 1050 |  | 260 | [14 empty] | Ramp railing |  | unit | kci qty | qty | um | tm | ul | tl
|  | 9 | 50A 3P w/ NEMA 3R | 5 | 5 | sets | 3333.3333 | 16666.6667 | 470.5882 | 2352.9412 | 19019.6078 | 4577.875 | 646.2882 | 5224.1633 | 26120.8163 | 26441.593 | -320.7767 |  | 2900 |  | 400 | [14 empty] | 38mm dia. B.I pipe |  | lm | 26 | 30 | 257.1429 | 7714.2857 | 150 | 4500
|  | 10 | 1/2" Flexible Pipe | 240 | 247 | mts | 31.7813 | 7849.9921 | 12.9412 | 3196.4706 | 11046.4626 | 43.6473 | 17.7729 | 61.4202 | 15170.7976 | 15357.1026 | -186.305 |  | 27.6498 |  | 11 | [14 empty] | 6mm thk steel plate w/ 50mm long bar |  | pcs | 10 | 10 | 250 | 2500 | 65 | 650
|  | 11 | 1/2" Flexible Connector | 240 | 247 | pcs | 18.3908 | 4542.5287 | 7.0588 | 1743.5294 | 6286.0581 | 25.2572 | 9.6943 | 34.9516 | 8633.0366 | 8739.0546 | -106.018 |  | 16 |  | 6 | [14 empty] | 6mm thk steel plate w/ 12mmØ 75mm long bar |  | pcs | 10 | 10 | 280 | 2800 | 70 | 700
|  | 12 | Electrical Tape Big | 95 | 100 | pcs | 28.7356 | 2873.5632 | 10.5882 | 1058.8235 | 3932.3867 | 39.4644 | 14.5415 | 54.0059 | 5400.5925 | 5466.9145 | -66.322 |  | 25 |  | 9 | [14 empty] | plain cement w/ 10mmx10mm reveal |  | sq.m | 5.4 | 6 | 160 | 960 | 145 | 870
[16 empty] | 0 | [19 empty] | automotive lacquer paint |  | lm | 26 | 32 | 90 | 2880 | 90 | 2880
| E. | TELEPHONE & DATA | [13 empty] | 0 | [19 empty] | concrete |  | cu.m | 1.08 | 1.25 | 3619.0476 | 4523.8095 | 800 | 1000
|  | 1 | # 22/3C Telephone wire | 1337 | 1446 | lm | 10 | 14460 | 4.7059 | 6804.7059 | 21264.7059 | 13.7336 | 6.4629 | 20.1965 | 29204.1497 | 29562.7913 | -358.6416 |  |  |  | 4 | [14 empty] | rebar |  | kgs | 63.8176 | 75 | 31.4286 | 2357.1429 | 12 | 900
|  | 2 | CAT 5 UTP Cable | 1113 | 1320 | lm | 25 | 33000 | 10.5882 | 13976.4706 | 46976.4706 | 34.3341 | 14.5415 | 48.8755 | 64515.7233 | 65308.0087 | -792.2853 |  |  |  | 9 | [14 empty] | formworks |  | sq.m | 2.7 | 3 | 220 | 660 | 200 | 600
|  | 3 | 1 - Gang Telephone Outlet | 33 | 33 | sets | 258 | 8514 | 117.6471 | 3882.3529 | 12396.3529 | 354.3275 | 161.5721 | 515.8996 | 17024.6863 | 17233.758 | -209.0717 |  |  |  | 100 | [14 empty] | consumables |  | lot | 1 | 1 | 1000 | 1000 | 800 | 800
|  | 4 | 1 - Gang Data Outlet | 33 | 33 | sets | 456 | 15048 | 117.6471 | 3882.3529 | 18930.3529 | 626.2533 | 161.5721 | 787.8254 | 25998.2369 | 26317.5083 | -319.2713 |  |  |  | 100 | [20 empty] | 25395.2381 |  | 12900
|  | 1 | Telephone Terminal Cabinet | 1 | 1 | pc | 4500 | 4500 | 1058.8235 | 1058.8235 | 5558.8235 | 6180.1313 | 1454.1485 | 7634.2798 | 7634.2798 | 7728.0326 | -93.7528 |  |  |  | 900
|  | 2 | Data Cabinet | 1 | 1 | pc | 15000 | 15000 | 3529.4118 | 3529.4118 | 18529.4118 | 20600.4376 | 4847.1618 | 25447.5994 | 25447.5994 | 25760.1086 | -312.5092 |  |  |  | 3000
|  | 3 | 2RU cable management | 1 | 1 | unit | 12000 | 12000 | 529.4118 | 529.4118 | 12529.4118 | 16480.3501 | 727.0743 | 17207.4243 | 17207.4243 | 17418.7401 | -211.3158 |  |  |  | 450 | [9 empty] | 40999
|  | 4 | Patch panel 24 Port | 2 | 2 | pcs | 5612 | 11224 | 2352.9412 | 4705.8824 | 15929.8824 | 7707.3104 | 3231.4412 | 10938.7516 | 21877.5031 | 22146.1698 | -268.6667 |  |  |  | 2000
|  | 5 | Miscellaneous | 1 | 1 | lot | 10500 | 10500 | 6470.5882 | 6470.5882 | 16970.5882 | 14420.3063 | 8886.4633 | 23306.7696 | 23306.7696 | 23592.9884 | -286.2188 |  |  |  | 5500 | DESCRIPTION | QTY | UNIT | UNIT PRICE (Php) |  |  | AMOUNT (Php) | [6 empty] | top | SB
[16 empty] | 0 |  |  |  |  | 1. LAVATORY COUNTERTOP, Dim. 600mm x 1800mm with 150mm Splash Board and 200mm Fascia Board | [9 empty] | 0.6 | 1.8 | 1.08 | 2.4 | 0.6 | 0.15
| SUBTOTAL III | [6 empty] | 1367515.3352 |  | 347811.1765 | 1715326.5117 |  |  |  | 2355765.1156 | 2384695.0884 | -28929.9728 |  |  |  | MATERIAL | JET BLACK | 2.268 | m2 | P | 2300 | /m2 | P | 5216.4 |  | 0.15 | 1.8 | 0.27 | 1.95 | 1.8 | 0.6
VI | PLUMBING WORKS (MODEL UNITS EXCLUDED) | [14 empty] | 0 | [10 empty] | Material Cost : | P | 5216.4 |  | 0.15 | 0.6 | 0.09 | 0.75 | 0.15 | 1.8
| A. | TOILET/KITCHEN FIXTURES | [13 empty] | 0 | [14 empty] | 0.15 | 0.6 | 0.09 | 0.75 |  | 0.6
|  | 1 | Water closet (OSM) | 10 | 10 | sets |  | 0 | 850 | 8500 | 8500 | OSM | 1167.3581 | 1167.3581 | 11673.5813 | 11816.9387 | -143.3574 |  |  |  | LABOR | Installation works | 1.89 | m2 | P | 400 | /m2 | P | 756 |  | 0.2 | 1.8 | 0.36 | 2 |  | 0.2
|  | 2 | Urinal (OSM) | 3 | 3 | sets |  | 0 | 850 | 2550 | 2550 | OSM | 1167.3581 | 1167.3581 | 3502.0744 | 3545.0816 | -43.0072 |  |  |  |  | Cutting Works | 7.85 | m2 |  | 100 | /m2 |  | 785
|  | 3 | Lavatory (OSM) | 7 | 7 | sets |  | 0 | 700 | 4900 | 4900 | OSM | 961.3538 | 961.3538 | 6729.4763 | 6812.1176 | -82.6413 |  |  |  |  | Top Flat Edge Polished | 2.55 | lm |  | 400 | /lm |  | 1020
|  | 4 | Lavatory Faucet (OSM) | 7 | 7 | sets |  | 0 | 400 | 2800 | 2800 | OSM | 549.345 | 549.345 | 3845.415 | 3892.6386 | -47.2236 |  |  |  |  | SB Flat Edge Polished | 3.35 | lm |  | 400 | /lm |  | 1340
|  | 5 | Stainless Steel Kitchen Sink | 2 | 2 | sets | 3738.3178 | 7476.6355 | 500 | 1000 | 8476.6355 | 5197.1143 | 695.114 | 5892.2284 | 11784.4567 | 11784.4567 | 0 |  |  |  |  | Sink Hole | 2 | hole |  | 500 | /hole |  | 1000 |  |  |  | 1.89 | 7.85 | 2.55 | 3.35
|  | 6 | Kitchen Sink Faucet | 2 | 2 | sets | 1800 | 3600 | 500 | 1000 | 4600 | 2502.4105 | 695.114 | 3197.5246 | 6395.0492 | 6395.0492 | 0 | [9 empty] | Labor Cost : | P | 4901
|  | 7 | Slop Sink Faucet (OSM) | 2 | 2 | sets |  | 0 | 300 | 600 | 600 | OSM | 417.0684 | 417.0684 | 834.1368 | 834.1368 | 0 | [9 empty] | Sub-Total Materials and Labor Cost : | P | 10117.4
|  | 8 | Hygienical Spray (OSM) | 10 | 10 | sets |  | 0 | 350 | 3500 | 3500 | OSM | 480.6769 | 480.6769 | 4806.7688 | 4865.7983 | -59.0295
|  | 9 | Floor Drain | 12 | 12 | sets | 523.8095 | 6285.7143 | 250 | 3000 | 9285.7143 | 719.3804 | 343.3406 | 1062.721 | 12752.6518 | 12909.2608 | -156.6089
|  | 10 | Grease Trap 5GPM | 2 | 2 | sets | 5714.2857 | 11428.5714 | 1500 | 3000 | 14428.5714 | 7847.7857 | 2060.0438 | 9907.8295 | 19815.659 | 20059.0052 | -243.3462 | [17 empty] | top | SB
|  | 11 | Miscellaneous | 1 | 1 | lot | 10000 | 10000 | 4000 | 4000 | 14000 | 13733.6251 | 5493.45 | 19227.0751 | 19227.0751 | 19463.1932 | -236.1181 |  |  |  | ITEM | DESCRIPTION | QTY | UNIT | UNIT PRICE (Php) |  |  | AMOUNT (Php)
[16 empty] | 0 |  |  |  |  | 2. LAVATORY COUNTERTOP, Dim. 600mm x 1000mm with 150mm Splash Board and 200mm Fascia Board | [9 empty] | 0.6 | 1 | 0.6 | 1.6 | 0.6 | 0.15
| B. | TOILET ACCESSORIES | [13 empty] | 0 |  |  |  |  | MATERIAL | JET BLACK | 1.548 | m2 | P | 2300 | /m2 | P | 3560.4 |  | 0.15 | 1 | 0.15 | 1.15 | 1 | 0.6
|  | 1 | Hand Dryer | 5 | 5 | pcs |  | 0 | 400 | 2000 | 2000 | 0 | 556.0912 | 556.0912 | 2780.4562 | 2780.4562 | 0
|  | 2 | Toilet Paper Holder (OSM) | 10 | 10 | pcs |  | 0 | 250 | 2500 | 2500 | OSM | 343.3406 | 343.3406 | 3433.4063 | 3475.5702 | -42.1639 | [9 empty] | Material Cost : | P | 3560.4 |  | 0.15 | 0.6 | 0.09 | 0.75 | 0.15 | 1
|  | 3 | Stainless Steel Grab Bar | 1 | 1 | set | 3870.9677 | 3870.9677 | 700 | 700 | 4570.9677 | 5381.5281 | 973.1597 | 6354.6877 | 6354.6877 | 6354.6877 | 0 | [13 empty] | 0.15 | 0.6 | 0.09 | 0.75 |  | 0.6
|  | 4 | 1100mm x 60mm x 6mm THK mirror on 6mm THK marine plywood backing | 7 | 7 | sets | 2337.1111 | 16359.7778 | 1200 | 8400 | 24759.7778 | 3249.1175 | 1668.2737 | 4917.3912 | 34421.7384 | 34421.7384 | 0 |  |  |  | LABOR | Installation works | 1.29 | m2 | P | 400 | /m2 | P | 516 |  | 0.2 | 1.8 | 0.36 | 2 |  | 0.2
|  | 5 | Ga. 18 steel shelving 250mm x 600mm | 2 | 2 | pcs | 3000 | 6000 | 450 | 900 | 6900 | 4170.6842 | 625.6026 | 4796.2869 | 9592.5738 | 9592.5738 | 0 |  |  |  |  | Cutting Works | 6.25 | m2 |  | 100 | /m2 |  | 625
|  | 6 | Mop Rack | 2 | 2 | pcs | 3500 | 7000 | 450 | 900 | 7900 | 4865.7983 | 625.6026 | 5491.4009 | 10982.8019 | 10982.8019 | 0 |  |  |  |  | Top Flat Edge Polished | 1.75 | lm |  | 400 | /lm |  | 700
|  | 7 | Aluminum Tile Trim | 41.04 | 42 | lm | 186.0465 | 7813.9535 | 165 | 6930 | 14743.9535 | 255.5093 | 226.6048 | 482.1141 | 20248.7929 | 20497.4582 | -248.6653 |  |  |  |  | SB Flat Edge Polished | 2.55 | lm |  | 400 | /lm |  | 1020
|  | 8 | 1.2mm THK Stainless Steel End Cap | 1.2 | 2.4 | lm | 1720.9302 | 4130.2326 | 260 | 624 | 4754.2326 | 2363.4611 | 357.0743 | 2720.5353 | 6529.2847 | 6609.4676 | -80.1829 |  |  |  |  | Sink Hole | 1 | hole |  | 500 | /hole |  | 500
|  | 9 | 1.2mm THK Stainless Steel End Cap | 1.2 | 2.4 | lm | 1720.9302 | 4130.2326 | 260 | 624 | 4754.2326 | 2363.4611 | 357.0743 | 2720.5353 | 6529.2847 | 6609.4676 | -80.1829 | [9 empty] | Labor Cost : | P | 3361 |  |  |  | 1.29 | 6.25 | 1.75 | 2.55
[16 empty] | 0 | [10 empty] | Sub-Total Materials and Labor Cost : | P | 6921.4
| SUBTOTAL VI | [6 empty] | 88096.0854 |  | 58428 | 146524.0854 |  |  |  | 202239.371 | 203701.8983 | -1462.5273
0
| GRAND TOTAL AMOUNT (VAT INC.) | [6 empty] | 4722081.5048 |  | 1762568.9602 | 6484650.465 | 8931058.1757 |  |  |  | 9015143.1861 | -84085.0104
[21 empty] | ITEM | DESCRIPTION | QTY | UNIT | UNIT PRICE (Php) |  |  | AMOUNT (Php) | [6 empty] | top | SB
[21 empty] | 3. LAVATORY COUNTERTOP, Dim. 600mm x 2250mm with 100mm Splash Board and 65mm Fascia Board | [9 empty] | 0.6 | 2.25 | 1.35 | 2.85 | 0.6 | 0.1
[21 empty] | MATERIAL | JET BLACK | 2.2095 | m2 | P | 2300 | /m2 | P | 5081.85 |  | 0.1 | 2.25 | 0.225 | 2.35 | 2.25 | 0.6
[27 empty] | Material Cost : | P | 5081.85 |  | 0.1 | 0.6 | 0.06 | 0.7 | 0.1 | 2.25
Prepared by: | [30 empty] | 0.1 | 0.6 | 0.06 | 0.7 |  | 0.6
[21 empty] | LABOR | Installation works | 1.8413 | m2 | P | 400 | /m2 | P | 736.5 |  | 0.065 | 2.25 | 0.14625 | 2.315 |  | 0.1
For KONSTRUKTURA | [21 empty] | Cutting Works | 8.915 | m2 |  | 100 | /m2 |  | 891.5
[22 empty] | Top Flat Edge Polished | 2.95 | lm |  | 400 | /lm |  | 1180
[22 empty] | SB Flat Edge Polished | 3.65 | lm |  | 400 | /lm |  | 1460
Engr. Gerald Borja | [21 empty] | Sink Hole | 1 | hole |  | 500 | /hole |  | 500 |  |  |  | 1.8413 | 8.915 | 2.95 | 3.65
Engineering Department | [26 empty] | Labor Cost : | P | 4768
[27 empty] | Sub-Total Materials and Labor Cost : | P | 9849.85
1.3902
[21 empty] | ITEM | DESCRIPTION | QTY | UNIT | UNIT PRICE (Php) |  |  | AMOUNT (Php) | [6 empty] | top | SB
[21 empty] | 4. LAVATORY COUNTERTOP, Dim. 600mm x 3200mm with 100mm Splash Board and 65mm Fascia Board | [9 empty] | 0.6 | 3.2 | 1.92 | 3.8 | 0.6 | 0.1
[13 empty] | DC |  | 6484650.465 | [5 empty] | MATERIAL | JET BLACK | 3.0816 | m2 | P | 2300 | /m2 | P | 7087.68 |  | 0.1 | 3.2 | 0.32 | 3.3 | 3.2 | 0.6
[27 empty] | Material Cost : | P | 7087.68 |  | 0.1 | 0.6 | 0.06 | 0.7 | 0.1 | 3.2
[9 empty] | Mobilization |  | incl | CONT | 194539.514 |  | 6679189.979 | [15 empty] | 0.1 | 0.6 | 0.06 | 0.7 |  | 0.6
[9 empty] | Demobilization |  | incl | OH | 328828.3499 |  | 7008018.3289 | [5 empty] | LABOR | Installation works | 2.568 | m2 | P | 400 | /m2 | P | 1027.2 |  | 0.065 | 3.2 | 0.208 | 3.265 |  | 0.1
[9 empty] | Bonds/Ins |  | by owner | OTHERS |  |  | 7008018.3289 | [6 empty] | Cutting Works | 11.765 | m2 |  | 100 | /m2 |  | 1176.5
[9 empty] | Permits |  | by owner | PROF | 1051202.7493 |  | 8059221.0783 | [6 empty] | Top Flat Edge Polished | 3.9 | lm |  | 400 | /lm |  | 1560
[8 empty] | ?? | Contractors Tax |  |  | TAX | 805922.1078 |  | 8865143.1861 | [6 empty] | SB Flat Edge Polished | 4.6 | lm |  | 400 | /lm |  | 1840
[9 empty] | Supervision |  | incl | [10 empty] | Sink Hole | 1 | hole |  | 500 | /hole |  | 500 |  |  |  | 2.568 | 11.765 | 3.9 | 4.6
[9 empty] | TK/Foreman |  | 64761.9048 | GT W/O VAT | 2380492.7211 |  | 9015143.1861 | [11 empty] | Labor Cost : | P | 6103.7
[9 empty] | ofc staff |  | 30000 | GT W/VAT | 2380492.7211 |  | 150000 | [11 empty] | Sub-Total Materials and Labor Cost : | P | 13191.38
[9 empty] | ofc suppplies |  | 15000
[9 empty] | Transportation Staff |  | 18000
[9 empty] | Communication |  | 18000
[8 empty] | xx | Tools/equipt.
[9 empty] | Barracks |  | 37209.3023
[9 empty] | temfacil |  | incl
[8 empty] | xx | TOILET | [12 empty] | facial mirror |  |  | unit | kci qty | qty | um | tm | ul | tl
[9 empty] | H. Keeping |  | 16000 | [10 empty] | 6mm THK mirror |  |  | sq.ft | 7.1005 | 8 | 200 | 1600 |  | 0
[9 empty] | Demolition |  | incl | [10 empty] | edge polish |  |  | lm | 3.4 | 3.5 | 20 | 70 |  | 0
[8 empty] | xx | handling | [12 empty] | 1" wide beveled |  |  | lm | 3.4 | 3.5 | 16 | 56 |  | 0
[8 empty] | xx | hauling materials | [7 empty] | 50902 |  |  |  |  | plywood backing |  |  | sq.m | 0.66 | 0.8 | 138.8889 | 111.1111 |  | 0
[8 empty] | xx | hauling out of debris | [12 empty] | consumables |  |  | lot | 1 | 1 | 500 | 500 |  | 0
[8 empty] | xx | utilities water | [19 empty] | 2337.1111 |  | 0
[8 empty] | xx?? | utilities electric
[9 empty] | temp util deposits |  | 15000
[8 empty] | xx | safety
[9 empty] | Rep |  | 15000
[9 empty] | bodegero w/ cellphone |  | 42857.1429 | [10 empty] | 6mm THK coated glass |  |  | sq.m | 12.6 | 13 | 3752.9302 | 48788.093 | 1313.5256 | 17075.8326
[9 empty] | Professional Fee |  | none | [10 empty] | consumables |  |  | lot | 1 | 1 | 2000 | 2000 | 1000 | 1000
[9 empty] | reports |  | 10000 | [17 empty] | 50788.093 |  | 18075.8326
Plans
[9 empty] | As-built plans |  | incl
[9 empty] | Shop drawing |  | 3500
[9 empty] | Board up |  | incl
[9 empty] | Signboards |  | 3500
[9 empty] | Signals & warnings |  | 3500
[9 empty] | Sec guard |  | 0
[9 empty] | Protection of prop |  | 12000
[9 empty] | exhaust fans/vac |  | none
[9 empty] | ads |  | 8500
[9 empty] | messenger |  | 8500
[9 empty] | janitor |  | none
[8 empty] | xx | Testing and Commissioning
[9 empty] | Restoration |  | none
[9 empty] | Nurse |  | none
[9 empty] | Final Cleaning |  | 7500
Scaffolding
[9 empty] | Line/Grade |  | by owner
[8 empty] | xx | Health Certificate
Warranty
Note on E50: KCI PC#04-1: ung 85 para sa stair under slab (main & fire exit stair)
Note on E51: KCI PC#04-1: yung 46 sq.m para sa ficemboard parapet
Note on H55: KCI PC#04-1: kasama painting dito
Note on J55: KCI PC#04-1: kasama painting dito
Note on H56: KCI PC#04-1: kasama painting dito
Note on J56: KCI PC#04-1: kasama painting dito
Note on H58: KCI PC#04-1: kasama paintng dito
Note on J58: KCI PC#04-1: kasama painting dito
Note on E62: KCI PC#04-1: ilalim ng hagdan (main stair at fire exit)
Note on H72: KCI PC#04-1: kasama na hamba at pintura ng hamba( labor & material)
Note on H73: KCI PC#04-1: kasama na hamba at pintura ng hamba( labor & material)
Note on H74: KCI PC#04-1: kasama na hamba at pintura ng hamba( labor & material)
Note on H75: KCI PC#04-1: kasama na hamba at pintura ng hamba( labor & material)
Note on H76: KCI PC#04-1: kasama na hamba at pintura ng hamba( labor & material)
Note on D77: KCI PC#04-1: By: Rapid Forming
Note on H77: KCI PC#04-1: POWDER COATED FINISH NA.
Note on D79: KCI PC#04-1: By: Rapid Forming
Note on H79: KCI PC#04-1: POWDER COATED FINISH NA.
Note on E120: KCI PC#04-1: 3 pcs. Per door
Note on E123: 4 pcs. Per door( metal door w/ panic device)
Note on D224: KCI PC#04-1: 5GPM
Note on D232: KCI PC#04-1: at slop sink
Note on H232: KCI PC#04-1: pinresyohan q lang.
Note on D233: KCI PC#04-1: at slop sink
Note on H233: KCI PC#04-1: pinresyohan q lang.
Note on D235: KCI PC#04-1: @ slop sink
Note on L282: PPE

## Archi-Elec-Plumb (FINAL) (3)
Project | : |  | Vertis North Sales Pavilion
Location | : |  | Edsa, North Triangle, Brgy. Bagong Pag-asa Quezon City
Subject | : |  | Bill of Quantities for Architectural,Electrical & Plumbing Works
Date | : |  | 2015-03-09 11:06
ITEM | DESCRIPTION |  |  | KCI QTY | QTY | UNIT | UM | TM | UL | TL | DC | UNIT RATE |  |  | GROSS AMOUNT
[12 empty] | MATERIAL | LABOR | TOTAL
I | PRELIMINARIES
|  | 1 | Mobilization / Demobilization | 1 | 1 | lot | 10000 | 10000 | 10000 | 10000 | 20000 | 17664.4145 | 17664.4145 | 35328.8289 | 35328.8289 | 35328.8289 | 0
|  | 2 | Temporary Facilities | 1 | 1 | lot | 10000 | 10000 | 8000 | 8000 | 18000 | 17664.4145 | 14131.5316 | 31795.946 | 31795.946 | 31795.946 | 0
|  | 3 | General Cleaning and Clearing of Site | 1 | 1 | lot | 5000 | 5000 | 10000 | 10000 | 15000 | 8832.2072 | 17664.4145 | 26496.6217 | 26496.6217 | 26496.6217 | 0
|  | 4 | Project Supervision (including safety officer) | 1 | 1 | lot |  | 0 | 213333.3333 | 213333.3333 | 213333.3333 | 0 | 376840.8417 | 376840.8417 | 376840.8417 | 376840.8417 | 0
|  | 5 | Bonds and Insurances | 1 | 1 | lot | 66771.472 | 66771.472 | 2500 | 2500 | 69271.472 | 117947.8954 | 4416.1036 | 122363.9991 | 122363.9991 | 122363.9991 | 0
|  | 6 | Safety Requirements (Signages,PPE etc.) | 1 | 1 | lot | 35000 | 35000 | 5000 | 5000 | 40000 | 61825.4506 | 8832.2072 | 70657.6578 | 70657.6578 | 70657.6578 | 0
|  | 7 | Health Certificate | 1 | 1 | lot | 108000 | 108000 |  | 0 | 108000 | 190775.6761 | 0 | 190775.6761 | 190775.6761 | 190775.6761 | 0
|  | 8 | Permits, Clearances & Licenses (By Owner) | 1 | 1 | lot |  | 0 |  | 0 | 0 | 0 | 0 | 0 | BY OWNER | 0 | #VALUE!
|  | 9 | Electric Consumption (Genset) | 1320 | 1320 | hrs. | 390 | 514800 | 76 | 100320 | 615120 | 688.9122 | 134.2495 | 823.1617 | 1086573.4619 | 1086573.4619 | 0
|  | 10 | Water Consumption | 1 | 1 | lot | 46601.9417 | 46601.9417 | 4000 | 4000 | 50601.9417 | 82319.6013 | 7065.7658 | 89385.3671 | 89385.3671 | 89385.3671 | 0
|  | 11 | Temporary Enclosure | 1 | 1 | lot | 20000 | 20000 | 5000 | 5000 | 25000 | 35328.8289 | 8832.2072 | 44161.0361 | 44161.0361 | 44161.0361 | 0
|  | 12 | As-built Plans | 1 | 1 | lot | 10000 | 10000 | 15000 | 15000 | 25000 | 17664.4145 | 26496.6217 | 44161.0361 | 44161.0361 | 44161.0361 | 0
|  | 13 | Tools and Equipment | 1 | 1 | lot | 45000 | 45000 |  | 0 | 45000 | 79489.865 | 0 | 79489.865 | 79489.865 | 79489.865 | 0
|  | 14 | Portable Toilet | 1 | 1 | lot | 32380.9524 | 32380.9524 | 2000 | 2000 | 34380.9524 | 57199.0563 | 3532.8829 | 60731.9392 | 60731.9392 | 60731.9392 | 0
|  | 15 | Handling and Hauling of Materials | 1 | 1 | lot | 51650.4854 | 51650.4854 | 22135.9223 | 22135.9223 | 73786.4078 | 91237.5581 | 39101.8106 | 130339.3688 | 130339.3688 | 130339.3688 | 0
|  | 16 | Hauling out of Debris | 1 | 1 | lot | 15000 | 15000 | 8500 | 8500 | 23500 | 26496.6217 | 15014.7523 | 41511.374 | 41511.374 | 41511.374 | 0
|  | 17 | Testing and Commissioning | 1 | 1 | lot | 10000 | 10000 | 5000 | 5000 | 15000 | 17664.4145 | 8832.2072 | 26496.6217 | 26496.6217 | 26496.6217 | 0
[16 empty] | 0 | 0
| SUBTOTAL I | [6 empty] | 980204.8515 |  | 410789.2557 | 1390994.1072 |  |  |  | 2457109.6412 | 2457109.6412 | 0
II | ARCHITECTURAL WORKS | [14 empty] | 0 | 0 | [17 empty] | GUARANTEE BOND | 3450000
| A. | FLOOR FINISHES | [13 empty] | 0 | [18 empty] | Net Premium |  | 20700
|  | 1 | FF-01 600x600mm non-skid Homogenous Tiles (TAICERA G68428 bush hammer grey) | 494.8 | 498 | sq. m | 845.4717 | 421044.9057 | 214.6 | 106870.8 | 527915.7057 | 1493.4762 | 379.0783 | 1872.5546 | 932532.1821 | 932532.1821 | 0 | [17 empty] | Doc. Stamps Tax |  | 2617.5
|  | 2 | FF-02 450x450mm Vinyl tiles Carpet finish (HANWHA GT-C9710) | 262 | 265 | sq. m | 775.8266 | 205594.0476 | 75 | 19875 | 225469.0476 | 1370.4523 | 132.4831 | 1502.9354 | 398277.8704 | 398277.8704 | 0 | [7 empty] | 0.33333 | [9 empty] | 12% VAT |  | 2484
|  | 3 | FF-03 300x300mm non-skid Ceramic tiles (TAICERA G38529 Rustik DK Grey) | 23.6 | 26 | sq. m | 799.434 | 20785.283 | 216 | 5616 | 26401.283 | 1412.1533 | 381.5514 | 1793.7046 | 46636.3205 | 46636.3205 | 0 | [17 empty] | LGT |  | 41.4
|  | 4 | FF-04 400x200mm non-skid Porcelain tiles (Accent) | 12 | 14 | sq. m | 1281.3208 | 17938.4906 | 214.5 | 3003 | 20941.4906 | 2263.3781 | 378.9017 | 2642.2798 | 36991.9169 | 36991.9169 | 0 | [17 empty] | Notarial Fee |  | 200
|  | 5 | FF-04a 600x200mm non-skid Porcelain tiles (Field) COTTO Cement Wood City Lt. Grey | 28.5 | 31 | sq. m | 1293.5849 | 40101.1321 | 215.1 | 6668.1 | 46769.2321 | 2285.042 | 379.9616 | 2665.0035 | 82615.1099 | 82615.1099 | 0 |  |  | "FF-01" TILE INSTALLATION (per sq m) |  |  | unit | kci qty | qty | um | tm | ul | tl | [5 empty] | Total Gross Prem. |  | 26042.9
|  | 6 | FF-05 Plain cement | 45.86 | 48 | sq. m |  | 0 |  | 0 | 0 | 0 | 0 | 0 | INCLUDED | 0 | #VALUE! |  |  | 600mmx600mm tiles |  |  | pc | 2.77 | 2.9 | 264.1509 | 766.0377 | 74 | 214.6 | [5 empty] | Note: GUARANTEE BOND EQUALS TO SURETY BOND
|  | 7 | FF-06 600x600mm Homogenous Tiles Lapatto Finish | 238.71 | 242 | sq. m | 1060.7424 | 256699.6544 | 215.1 | 52054.2 | 308753.8544 | 1873.7393 | 379.9616 | 2253.7008 | 545395.6048 | 545395.6048 | 0 |  |  | tile adhesive |  |  | bag | 0.25 | 0.25 | 268.8679 | 67.217 |  | 0
|  | 8 | Floor finish @ model units and video room | 173.29 | 0 | sq. m |  | 0 |  | 0 | 0 | 0 | 0 | 0 | BY OTHERS | 0 | #VALUE! |  |  | tile grout |  |  | kg | 0.25 | 0.35 | 34.9057 | 12.217 |  | 0 | [5 empty] | PERFORMANCE BOND | 3450000
[16 empty] | 0 | 0 |  |  | mortar (topping) included @ other item |  |  | sq m | 1 | 1 | 0 | 0 | 0 | 0 | [5 empty] | Net Premium |  | 18975
| B. | WALL FINISHES | [13 empty] | 0 | [10 empty] | 845.4717 |  | 214.6 | [5 empty] | Doc. Stamps Tax |  | 2401.875
|  | 1 | WF- 600mm x 200mm Non-skid Porcelain Tiles (Accent) | 16.22 | 18 | sq.m | 1177.3113 | 21191.6038 | 215.1 | 3871.8 | 25063.4038 | 2079.6515 | 379.9616 | 2459.6131 | 44273.0352 | 44273.0352 | 0 | [17 empty] | 12% VAT |  | 2277
|  | 2 | WF- 600mm x 200mm Non-skid Porcelain Tiles (Field) | 44.33 | 46 | sq.m | 1287.6887 | 59233.6792 | 215.1 | 9894.6 | 69128.2792 | 2274.6267 | 379.9616 | 2654.5882 | 122111.0575 | 122111.0575 | 0 | [17 empty] | LGT |  | 37.95
|  | 3 | Paint Finish interior (color to be verified) | 1435 | 1450 | sq.m | 165 | 239250 | 165 | 239250 | 478500 | 291.4628 | 291.4628 | 582.9257 | 845242.2316 | 845242.2316 | 0 |  |  | "FF-02" VINYL TILE INSTALLATION (per sq m) |  |  | unit | kci qty | qty | um | tm | ul | tl | [5 empty] | Notarial Fee |  | 200
|  | 4 | Paint Finish Exterior (color to be verified) | 731 | 744 | sq.m | 180 | 133920 | 190 | 141360 | 275280 | 317.9595 | 335.6239 | 653.5833 | 486266.0011 | 486266.0011 | 0 |  |  | 3.0mmx450mmx450mm vinyl tiles |  |  | pc | 4.93 | 5.15 | 145.283 | 748.2075 | 18 | 92.7 | [5 empty] | Total Gross Prem. |  | 23891.825
|  | 5 | Wall finish @ model units and video room | N/A | 0 | [9 empty] | BY OTHERS | 0 | #VALUE! |  |  | adhesive |  |  | gallon | 0.0493 | 0.05 | 552.381 | 27.619 |  | 0
[16 empty] | 0 | 0 |  |  | mortar (topping) included @ other item |  |  | sq m | 1 | 1 | 0 | 0 | 0 | 0 | [5 empty] | CARI | 11500000
| C. | CEILING FINISHES | [13 empty] | 0 | 0 | [9 empty] | 775.8266 |  | 92.7 | [5 empty] | Net Premium |  | 17250
|  | 1 | CF-1 12mm thk. Gypsum Board on Metal Furring on Latex Flat Painted Finish | 269 | 273 | sq.m | 430 | 117390 | 375 | 102375 | 219765 | 759.5698 | 662.4155 | 1421.9854 | 388202.0042 | 388202.0042 | 0 | [17 empty] | Doc. Stamps Tax |  | 2156.25
|  | 2 | CF-2 12mm thk. Moisture Resistant Gypsum Board | 36.7 | 39 | sq.m | 492 | 19188 | 375 | 14625 | 33813 | 869.0892 | 662.4155 | 1531.5047 | 59728.6846 | 59728.6846 | 0 | [17 empty] | 12% VAT |  | 2070
|  |  | on Metal Furring on Latex Flat Painted Finish | [12 empty] | 0 | 0 |  |  | "FF-03" TILE INSTALLATION (per sq m) |  |  | unit | kci qty | qty | um | tm | ul | tl | [5 empty] | LGT |  | 34.5
|  | 3 | CF-3 6mm thk. Fiber Cement Board on Metal Furring | 62 | 64 | sq.m | 482 | 30848 | 375 | 24000 | 54848 | 851.4248 | 662.4155 | 1513.8403 | 96885.7804 | 96885.7804 | 0 |  |  | 300mmx300mm tiles |  |  | pc | 11.11 | 12 | 60 | 720 | 18 | 216 | [5 empty] | Total Gross Prem. |  | 21510.75
|  |  | on Latex Flat Painted Finish | [12 empty] | 0 | 0 |  |  | tile adhesive |  |  | bag | 0.25 | 0.25 | 268.8679 | 67.217 |  | 0
|  | 4 | CF4- 20mm thk x 600mm x 600mm Acoustic Ceiling | 252 | 255 | sq.m | 390 | 99450 | 225 | 57375 | 156825 | 688.9122 | 397.4493 | 1086.3615 | 277022.1797 | 277022.1797 | 0 |  |  | tile grout |  |  | kg | 0.25 | 0.35 | 34.9057 | 12.217 |  | 0
|  |  | Board on Oven-baked T-runners | [12 empty] | 0 | 0 |  |  | mortar (topping) included @ other item |  |  | sq m | 1 | 1 | 0 | 0 | 0 | 0
|  | 5 | CF5- Exposed Slab (Plain Cement Plastered Finish) | 80.25 | 82 | sq.m |  | 0 |  | 0 | 0 | 0 | 0 | 0 | INCLUDED | 0 | #VALUE! |  |  | mortar |  |  | sq m | 1 | 1 | 0 | 0 | 0 | 0
|  | 6 | Cove Ceiling Painted finish (color to be verified) | 61.7 | 63 | lm | 130 | 8190 | 120 | 7560 | 15750 | 229.6374 | 211.973 | 441.6104 | 27821.4528 | 27821.4528 | 0 | [9 empty] | 799.434 |  | 216
0
|  | 7 | Others (Model Units excluded) | 152.9 | 154 | sq.m |  | 0 |  | 0 | 0 | 0 | 0 | 0 | BY OTHERS | 0 | #VALUE!
[16 empty] | 0 | 0
| D. | DOORS | [13 empty] | 0 | 0
|  | 1 | D1- 2400x2000mm - Double Swing glass door & 12mm thk. | 3 | 3 | sets | 39719.6262 | 119158.8785 | 7009.3458 | 21028.0374 | 140186.9159 | 70162.3939 | 12381.5989 | 82543.9928 | 247631.9783 | 247631.9783 | 0
|  |  | clear Tempered glass door on Aluminum frame Powder coated | [12 empty] | 0 | 0
|  | 2 | D2- 2400x2050mm - Double Swing glass door & 12mm thk. | 1 | 1 | set | 39719.6262 | 39719.6262 | 7009.3458 | 7009.3458 | 46728.972 | 70162.3939 | 12381.5989 | 82543.9928 | 82543.9928 | 82543.9928 | 0
|  |  | clear Tempered glass door on Aluminum frame Powder coated | [12 empty] | 0 | 0
|  | 3 | D3- 2100x900mm - 45mm thk. Hollow Core HDF door | 2 | 2 | sets | 6553.3981 | 13106.7961 | 700 | 1400 | 14506.7961 | 11576.1939 | 1236.509 | 12812.7029 | 25625.4059 | 25625.4059 | 0
|  | 4 | D4- 2100x800mm - 45mm thk. Hollow Core HDF door | 4 | 4 | sets | 6553.3981 | 26213.5922 | 700 | 2800 | 29013.5922 | 11576.1939 | 1236.509 | 12812.7029 | 51250.8118 | 51250.8118 | 0
|  | 5 | D5- 2100x750mm - 45mm thk. Hollow Core HDF door w/ Wooden Louver | 7 | 7 | sets | 8495.1456 | 59466.0194 | 700 | 4900 | 64366.0194 | 15006.1773 | 1236.509 | 16242.6863 | 113698.8044 | 113698.8044 | 0
|  | 6 | D6- 2100x900mm - 45mm thk. Hollow Core HDF door w/ Wooden Louver | 1 | 1 | set | 8495.1456 | 8495.1456 | 700 | 700 | 9195.1456 | 15006.1773 | 1236.509 | 16242.6863 | 16242.6863 | 16242.6863 | 0
|  | 7 | D7- 2100x500mm - 45mm thk. Hollow Core HDF door w/ Wooden Louver | 2 | 2 | sets | 7330.0971 | 14660.1942 | 650 | 1300 | 15960.1942 | 12948.1873 | 1148.1869 | 14096.3742 | 28192.7485 | 28192.7485 | 0
|  | 8 | D8- 2100x900mm - 18 GA. Cold rolled, hot dipped | 3 | 3 | sets | 7877.3585 | 23632.0755 | 700 | 2100 | 25732.0755 | 13914.8925 | 1236.509 | 15151.4015 | 45454.2046 | 45454.2046 | 0
|  |  | Galvanized Steel w/ Rockwool infill | [12 empty] | 0 | 0
|  | 9 | D9- 2400x900mm - 18 GA. Cold rolled, hot dipped | 1 | 1 | set | 8584.9057 | 8584.9057 | 700 | 700 | 9284.9057 | 15164.7332 | 1236.509 | 16401.2422 | 16401.2422 | 16401.2422 | 0
|  |  | Galvanized Steel w/ Rockwool infill | [12 empty] | 0 | 0
[7 empty] | 1.07 | [8 empty] | 0 | 0
| E. | WINDOWS | [13 empty] | 0 | 0
ENTRANCE CANOPY SKYLIGHT
[25 empty] | KCI QTY | QTY | UNIT | UM | TM | UL | TL
[22 empty] | 10mm thk. Canadian Grey Color tempered |  |  | 34.9575 | 35 | sq.m | 4017.8571 | 140625 | 375 | 13125
[22 empty] | 150Ømm Pipe Sched. 40 |  |  | 7 | 12 | lm | 370 | 4440 | 85 | 1020
[22 empty] | 200mmx 300mm x 6mm Tubular Steel |  |  | 11.8 | 12 | lm | 1513.9286 | 18167.1429 | 200 | 2400
[22 empty] | 50mmx 300mm x 6mm Tubular Steel |  |  | 52.575 | 54 | lm | 1060.7143 | 57278.5714 | 130 | 7020
[22 empty] | 50mmx 150mm x 6mm Tubular Steel |  |  | 5.825 | 6 | lm | 315.4605 | 1892.7628 | 35 | 210
[19 empty] | 50mm x 50mm x 3mm thk. SS cube w/ extruded aluminum and rubber gasket | [5 empty] | 41.475 | 42 | lm | 293.75 | 12337.5 | 60 | 2520
[22 empty] | 0.60mm thk. SS End-Flashing |  |  | 5.83 | 6 | lm | 571.4286 | 3428.5714 | 150 | 900
[22 empty] | 300mmx 300mmx 20mm thk plate w/ |  |  | 2 | 2 | pcs | 847.8 | 1695.6 | 151 | 302
[22 empty] | 350mm x 450mmx 20mm thk. base plate w/ |  |  | 2 | 2 | pcs | 1483.2 | 2966.4 | 152 | 304
[22 empty] | 20mmØ anchor bolts |  |  | 16 | 16 | pcs | 160 | 2560 | 35 | 560
[22 empty] | primer paint |  |  | 58 | 60 | sq.m | 65 | 3900 | 65 | 3900
[22 empty] | welding |  |  | 1 | 1 | lot | 2000 | 2000 | 500 | 500
[22 empty] | consumables |  |  | 1 | 1 | lot | 2000 | 2000 | 1000 | 1000
[29 empty] | 253291.5485 |  | 33761
0
| F. | HARDWARES | [13 empty] | 0 |  |  |  | Ramp railing |  | unit | kci qty | qty | um | tm | ul | tl
|  | 1 | Mortise Leverset in Satin Finish Schlage or approved equal | 20 | 20 | sets | 2285.7143 | 45714.2857 | 350 | 7000 | 52714.2857 | 4037.5804 | 618.2545 | 4655.835 | 93116.699 | 93116.699 | 0 |  |  | 38mm dia. B.I pipe |  | lm | 26 | 30 | 257.1429 | 7714.2857 | 150 | 4500
|  | 2 | 1 1/2 pairs 3 1/2" x 3 1/2" x 0.13 standard weight and | 48 | 48 | pcs | 333.3333 | 16000 | 75 | 3600 | 19600 | 588.8138 | 132.4831 | 721.2969 | 34622.2523 | 34622.2523 | 0 |  |  | 6mm thk steel plate w/ 50mm long bar |  | pcs | 10 | 10 | 250 | 2500 | 65 | 650
|  |  | standard duty 2-ball bearing hinges non removable in satin finish | [12 empty] | 0 | 0 |  |  | 6mm thk steel plate w/ 12mmØ 75mm long bar |  | pcs | 10 | 10 | 280 | 2800 | 70 | 700
|  | 3 | Panic Hardware | 4 | 4 | sets | 3809.5238 | 15238.0952 | 400 | 1600 | 16838.0952 | 6729.3007 | 706.5766 | 7435.8773 | 29743.5093 | 29743.5093 | 0 |  |  | plain cement w/ 10mmx10mm reveal |  | sq.m | 5.4 | 6 | 160 | 960 | 145 | 870
|  | 4 | Koyo Ball Bearing S/S Hinges | 16 | 16 | sets | 714.2857 | 11428.5714 | 75 | 1200 | 12628.5714 | 1261.7439 | 132.4831 | 1394.227 | 22307.632 | 22307.632 | 0 |  |  | automotive lacquer paint |  | lm | 26 | 32 | 90 | 2880 | 90 | 2880
[16 empty] | 0 |  |  |  | concrete |  | cu.m | 1.08 | 1.25 | 3619.0476 | 4523.8095 | 800 | 1000
| G. | MISCELLANEOUS | [13 empty] | 0 |  |  |  | rebar |  | kgs | 63.8176 | 75 | 31.4286 | 2357.1429 | 12 | 900
|  | 1 | Non-slip Aluminum Stair Nosing | 76.8 | 78 | lm | 220 | 17160 | 75 | 5850 | 23010 | 388.6171 | 132.4831 | 521.1002 | 40645.8177 | 40645.8177 | 0 |  |  | formworks |  | sq.m | 2.7 | 3 | 220 | 660 | 200 | 600
|  | 2 | 38mm x 38mm Non-slip Angle bar Nosing | 56.4 | 58 | lm | 133.3333 | 7733.3333 | 75 | 4350 | 12083.3333 | 235.5255 | 132.4831 | 368.0086 | 21344.5008 | 21344.5008 | 0 |  |  | consumables |  | lot | 1 | 1 | 1000 | 1000 | 800 | 800
|  | 3 | 3mm x 38mm x38mm Brass Threaded Nosing welded to 10mmØ anchor | 18.83 | 19.5 | lm | 785.7143 | 15321.4286 | 120 | 2340 | 17661.4286 | 1387.9183 | 211.973 | 1599.8913 | 31197.8794 | 31197.8794 | 0 | [8 empty] | 25395.2381 |  | 12900
|  | 4 | Aluminum Threshold | 2 | 2 | lm | 1142.8571 | 2285.7143 | 175 | 350 | 2635.7143 | 2018.7902 | 309.1273 | 2327.9175 | 4655.835 | 4655.835 | 0
|  | 5 | Signage | N/A |  |  |  | 0 |  | 0 | 0 | 0 | 0 | 0 | BY OTHERS | 0 | #VALUE!
|  | 6 | Green Wall | N/A |  |  |  | 0 |  | 0 | 0 | 0 | 0 | 0 | BY OTHERS | 0 | #VALUE!
|  | 7 | 6mm THK coated glass at toilet | 7.5 | 8 | sq.m | 4850.7767 | 38806.2136 | 856.0194 | 6848.1553 | 45654.3689 | 8568.613 | 1512.1082 | 10080.7212 | 80645.7694 | 80645.7694 | 0
0
| H. | METAL/GLASS WORKS | [13 empty] | 0
|  | 1 | Ramp Railing | 4 | 4 | lm | 6348.8095 | 25395.2381 | 3225 | 12900 | 38295.2381 | 11214.8003 | 5696.7737 | 16911.5739 | 67646.2957 | 67646.2957 | 0
|  | 2 | Paint finish for Entrance Canopy | 56 | 58 | sq.m | 185 | 10730 | 185 | 10730 | 21460 | 326.7917 | 326.7917 | 653.5833 | 37907.8334 | 37907.8334 | 0
0
| I. | TOILET PARTITIONS | [13 empty] | 0
|  | 1 | Ground Floor Male & Female Toilet Partition (JEBSEN Bescube) | 1 | 1 | set | 55937.4964 | 55937.4964 | 9871.3229 | 9871.3229 | 65808.8193 | 98810.312 | 17437.1139 | 116247.4259 | 116247.4259 | 116247.4259 | 0
|  | 2 | Second Floor Male & Female Toilet Partition (JEBSEN Bescube) | 1 | 1 | set | 75956.0279 | 75956.0279 | 13404.0049 | 13404.0049 | 89360.0328 | 134171.8756 | 23677.3898 | 157849.2655 | 157849.2655 | 157849.2655 | 0
|  | 3 | Urinal Partition (JEBSEN Bescube) | 1 | 1 | set | 3505.603 | 3505.603 | 618.6358 | 618.6358 | 4124.2389 | 6192.4425 | 1092.784 | 7285.2264 | 7285.2264 | 7285.2264 | 0
0
| J. | CABINETRY | [13 empty] | 0
|  | 1 | Overhead, Under counter cabinet & granite countertop @ Ground Floor Pantry | 1 | 1 | set | 50537.1364 | 50537.1364 | 21658.7727 | 21658.7727 | 72195.9091 | 89270.8922 | 38258.9538 | 127529.846 | 127529.846 | 127529.846 | 0
|  | 2 | Overhead, Under counter cabinet & granite countertop @ Second Floor Pantry | 1 | 1 | set | 76565.6818 | 76565.6818 | 32813.8636 | 32813.8636 | 109379.5455 | 135248.7937 | 57963.7687 | 193212.5624 | 193212.5624 | 193212.5624 | 0
|  | 3 | Granite countertop at toilets (model units excluded) | 6.3 | 6.5 | lm | 3093.6264 | 20108.5714 | 2781.1189 | 18077.2727 | 38185.8442 | 5464.7098 | 4912.6837 | 10377.3935 | 67453.0577 | 67453.0577 | 0
[16 empty] | 0 | [6 empty] | "FFD-04" TILE INSTALLATION (per sq m) |  |  | unit | kci qty | qty | um | tm | ul | tl
| SUBTOTAL II | [6 empty] | 2492285.4269 |  | 989547.9113 | 3481833.3382 |  |  |  | 6150454.7144 | 6150454.7144 | 0 | [5 empty] | 400mmx200mm tiles |  |  | pc | 12.5 | 13 | 92.4528 | 1201.8868 | 16.5 | 214.5
III | ELECTRICALWORKS | [14 empty] | 0 | [6 empty] | tile adhesive |  |  | bag | 0.25 | 0.25 | 268.8679 | 67.217 |  | 0
| A. | LIGHTING FIXTURES | [13 empty] | 0 | [6 empty] | tile grout |  |  | kg | 0.25 | 0.35 | 34.9057 | 12.217 |  | 0
|  | 1 | 6" CFL Pin Light w/o diffuser | 67 | 67 | pcs | 342.8571 | 22971.4286 | 130 | 8710 | 31681.4286 | 605.6371 | 229.6374 | 835.2745 | 55963.3885 | 55963.3885 | 0 | 342.8571 |  |  |  |  | mortar (topping) included @ other item |  |  | sq m | 1 | 1 | 0 | 0 |  | 0
|  | 2 | 150mmX150mm Recessed Pinlight w/ 13W CFL | 88 | 88 | pcs | 797.1429 | 70148.5714 | 130 | 11440 | 81588.5714 | 1408.1062 | 229.6374 | 1637.7436 | 144121.434 | 144121.434 | 0 | 797.1429 | [11 empty] | 1281.3208 |  | 214.5
|  | 3 | Porcelain Receptacle w/ 15W CFL | 4 | 4 | pcs | 247.619 | 990.4762 | 130 | 520 | 1510.4762 | 437.4045 | 229.6374 | 667.0419 | 2668.1677 | 2668.1677 | 0 | 247.619
|  | 4 | 100X100X200mm Wall lamp w/ Glass Diffuser Alum | 18 | 18 | pcs | 1885.7143 | 33942.8571 | 210 | 3780 | 37722.8571 | 3331.0039 | 370.9527 | 3701.9566 | 66635.2183 | 66635.2183 | 0 | 1885.7143 |  |  |  |  | "FF-04a" TILE INSTALLATION (per sq m) |  |  | unit | kci qty | qty | um | tm | ul | tl
|  |  | CAS Body powder coated finish and 18W Warm White CFL | [12 empty] | 0 | [6 empty] | 600mmx200mm tiles |  |  | pc | 8.33 | 9 | 134.9057 | 1214.1509 | 23.9 | 215.1
|  | 5 | Wall Lamp | 3 | 3 | pcs | 1542.8571 | 4628.5714 | 210 | 630 | 5258.5714 | 2725.3668 | 370.9527 | 3096.3195 | 9288.9585 | 9288.9585 | 0 | 1542.8571 |  |  |  |  | tile adhesive |  |  | bag | 0.25 | 0.25 | 268.8679 | 67.217 |  | 0
|  | 6 | 600mmX1200mm Lighting fixture w/ 4-36W Fluorescent | 44 | 44 | pcs | 3333.3333 | 146666.6667 | 210 | 9240 | 155906.6667 | 5888.1382 | 370.9527 | 6259.0909 | 275399.9976 | 275399.9976 | 0 | 3333.3333 |  |  |  |  | tile grout |  |  | kg | 0.25 | 0.35 | 34.9057 | 12.217 |  | 0
|  |  | Lamp, 220V 60HZ (Phillips) w/ Mirrorized Louvers | [12 empty] | 0 | [6 empty] | mortar (topping) included @ other item |  |  | sq m | 1 | 1 | 0 | 0 | 0 | 0
|  | 7 | Emergency Light | 25 | 25 | pcs | 2952.381 | 73809.5238 | 210 | 5250 | 79059.5238 | 5215.2081 | 370.9527 | 5586.1608 | 139654.0195 | 139654.0195 | 0 | 2952.381 | [11 empty] | 1293.5849 |  | 215.1
|  | 8 | Exit Light | 4 | 4 | pcs | 2285.7143 | 9142.8571 | 210 | 840 | 9982.8571 | 4037.5804 | 370.9527 | 4408.5332 | 17634.1326 | 17634.1326 | 0 | 2285.7143
[16 empty] | 0 | [6 empty] | "FF-06" TILE INSTALLATION (per sq m) |  |  | unit | kci qty | qty | um | tm | ul | tl
| B. | WIRES & CABLES |  |  |  |  | 0.87 |  | 0.85 | [6 empty] | 0 | [6 empty] | 600mmx600mm tiles |  |  | pc | 2.77 | 3 | 327.1028 | 981.3084 | 71.7 | 215.1
|  | 1 | 2.0mm² THHN | 2284 | 2450 | lm | 17.2414 | 42241.3793 | 5.8824 | 14411.7647 | 56653.144 | 30.4559 | 10.3908 | 40.8467 | 100074.4616 | 100074.4616 | 0 | 15 |  | 5 |  |  | tile adhesive |  |  | bag | 0.25 | 0.25 | 268.8679 | 67.217 |  | 0
|  | 2 | 3.5mm² THHN | 6464 | 6880 | lm | 25.2874 | 173977.0115 | 8.2353 | 56658.8235 | 230635.835 | 44.6686 | 14.5472 | 59.2158 | 407404.6978 | 407404.6978 | 0 | 22 |  | 7 |  |  | tile grout |  |  | kg | 0.25 | 0.35 | 34.9057 | 12.217 |  | 0
|  | 3 | 5.5mm² THHN | 1087 | 1215 | lm | 37.931 | 46086.2069 | 18.8235 | 22870.5882 | 68956.7951 | 67.003 | 33.2507 | 100.2536 | 121808.1409 | 121808.1409 | 0 | 33 |  | 16 |  |  | mortar (topping) included @ other item |  |  | sq m | 1 | 1 | 0 | 0 | 0 | 0
|  | 4 | 8mm² THHN | 1771 | 1880 | lm | 60.9195 | 114528.7356 | 18.8235 | 35388.2353 | 149916.9709 | 107.6108 | 33.2507 | 140.8615 | 264819.5508 | 264819.5508 | 0 | 53 |  | 16 | [9 empty] | 1060.7424 |  | 215.1
|  | 5 | 14mm² THHN | 21 | 23 | lm | 95.4023 | 2194.2529 | 29.4118 | 676.4706 | 2870.7235 | 168.5226 | 51.9542 | 220.4767 | 5070.9649 | 5070.9649 | 0 | 83 |  | 25
|  | 6 | 22mm² THHN | 24 | 27 | lm | 149.4253 | 4034.4828 | 45.8824 | 1238.8235 | 5273.3063 | 263.951 | 81.0485 | 344.9995 | 9314.9868 | 9314.9868 | 0 | 130 |  | 39
|  | 7 | 30mm² THHN | 9 | 11 | lm | 218.3908 | 2402.2989 | 67.0588 | 737.6471 | 3139.9459 | 385.7746 | 118.4555 | 504.2301 | 5546.5306 | 5546.5306 | 0 | 190 |  | 57 |  |  | "WF-" Wall TILE INSTALLATION (per sq m) |  |  | unit | kci qty | qty | um | tm | ul | tl
|  | 8 | 50mm² THHN | 34 | 47 | lm | 356.3218 | 16747.1264 | 109.4118 | 5142.3529 | 21889.4794 | 629.4217 | 193.2695 | 822.6911 | 38666.4836 | 38666.4836 | 0 | 310 |  | 93 |  |  | 600mmx200mm tiles "Accent" |  |  | pc | 8.33 | 9 | 122.6415 | 1103.7736 | 23.9 | 215.1
|  | 9 | 150mm² THHN | 27 | 37 | lm | 1018.3908 | 37680.4598 | 311.7647 | 11535.2941 | 49215.7539 | 1798.9277 | 550.7141 | 2349.6418 | 86936.7474 | 86936.7474 | 0 | 886 |  | 265 |  |  | tile adhesive |  |  | bag | 0.25 | 0.25 | 245.283 | 61.3208 |  | 0
|  | 10 | 250mm² THHN | 102 | 125 | lm | 1650.5747 | 206321.8391 | 505.8824 | 63235.2941 | 269557.1332 | 2915.6436 | 893.6116 | 3809.2551 | 476156.892 | 476156.892 | 0 | 1436 |  | 430 |  |  | tile grout |  |  | kg | 0.25 | 0.35 | 34.9057 | 12.217 |  | 0
[16 empty] | 0 | [6 empty] | mortar (topping) included @ other item |  |  | sq m | 1 | 1 | 0 | 0 | 0 | 0
| C. | SWITCHES & OUTLETS | [13 empty] | 0 | [13 empty] | 1177.3113 |  | 215.1
|  | 1 | One Gang switch | 24 | 24 | sets | 108.046 | 2593.1034 | 44.7059 | 1072.9412 | 3666.0446 | 190.8569 | 78.9703 | 269.8272 | 6475.8532 | 6475.8532 | 0 | 94 |  | 38
|  | 2 | Two Gang switch | 6 | 6 | sets | 163.2184 | 979.3103 | 52.9412 | 317.6471 | 1296.9574 | 288.3157 | 93.5175 | 381.8332 | 2290.9993 | 2290.9993 | 0 | 142 |  | 45
|  | 3 | Three Gang switch | 3 | 3 | sets | 235.6322 | 706.8966 | 72.9412 | 218.8235 | 925.7201 | 416.2305 | 128.8463 | 545.0768 | 1635.2303 | 1635.2303 | 0 | 205 |  | 62 |  |  | "WF-" Wall TILE INSTALLATION (per sq m) |  |  | unit | kci qty | qty | um | tm | ul | tl
|  | 4 | Three Way switch | 4 | 4 | sets | 168.9655 | 675.8621 | 51.7647 | 207.0588 | 882.9209 | 298.4677 | 91.4393 | 389.907 | 1559.6281 | 1559.6281 | 0 | 147 |  | 44 |  |  | 600mmx200mm tiles "Field" |  |  | pc | 8.33 | 9 | 134.9057 | 1214.1509 | 23.9 | 215.1
|  | 5 | 2-Gang CO w/ ground rod | 104 | 104 | sets | 275.8621 | 28689.6552 | 84.7059 | 8809.4118 | 37499.0669 | 487.2942 | 149.628 | 636.9222 | 66239.906 | 66239.906 | 0 | 240 |  | 72 |  |  | tile adhesive |  |  | bag | 0.25 | 0.25 | 245.283 | 61.3208 |  | 0
|  | 6 | 1-Gang CO w/ ground | 5 | 5 | sets | 180.4598 | 902.2989 | 55.2941 | 276.4706 | 1178.7694 | 318.7716 | 97.6738 | 416.4454 | 2082.2272 | 2082.2272 | 0 | 157 |  | 47 |  |  | tile grout |  |  | kg | 0.25 | 0.35 | 34.9057 | 12.217 |  | 0
|  | 7 | 2-Gang CO w/ ground slot wp | 10 | 10 | sets | 758.6207 | 7586.2069 | 155.2941 | 1552.9412 | 9139.1481 | 1340.059 | 274.318 | 1614.377 | 16143.7699 | 16143.7699 | 0 | 660 |  | 132 |  |  | mortar (topping) included @ other item |  |  | sq m | 1 | 1 | 0 | 0 |  | 0
[16 empty] | 0 | [13 empty] | 1287.6887 |  | 215.1
| D. | PANEL BOARDS |  |  |  |  | 0.87 | [8 empty] | 0
|  | 1 | 400A 3P MCB in NEMA 4X | 1 | 1 | set | 20235.6322 | 20235.6322 | 4117.6471 | 4117.6471 | 24353.2792 | 35745.0594 | 7273.5824 | 43018.6418 | 43018.6418 | 43018.6418 | 0 | 17605 |  | 3500
|  | 2 | 70A 3P Lugs only, 18-20A2PCB | 1 | 1 | set | 24827.5862 | 24827.5862 | 5882.3529 | 5882.3529 | 30709.9391 | 43856.4773 | 10390.832 | 54247.3093 | 54247.3093 | 54247.3093 | 0 | 21600 |  | 5000
|  | 3 | 100A 3P Lugs only, 18-20A2PCB | 1 | 1 | set | 24827.5862 | 24827.5862 | 5882.3529 | 5882.3529 | 30709.9391 | 43856.4773 | 10390.832 | 54247.3093 | 54247.3093 | 54247.3093 | 0 | 21600 |  | 5000
|  | 4 | 300A 3P Lugs only, 2-20A2PCB | 1 | 1 | set | 25280.4598 | 25280.4598 | 4117.6471 | 4117.6471 | 29398.1068 | 44656.4519 | 7273.5824 | 51930.0343 | 51930.0343 | 51930.0343 | 0 | 21994 |  | 3500
|  | 5 | 2-30A 2PCB, 9-50A2PCB, 5-50A3PCB | 1 | 1 | set | 49827.5862 | 49827.5862 | 5882.3529 | 5882.3529 | 55709.9391 | 88017.5134 | 10390.832 | 98408.3454 | 98408.3454 | 98408.3454 | 0 | 43350 |  | 5000 |  |  | PEBBLES(per sq m) |  | unit | kci qty | qty | um | tm | ul | tl
|  |  | 400A 3PCB, 1-70A3PCB, 1-100A3PCB | [12 empty] | 0 | [7 empty] | sand | cu m | 0.008 | 0.01 | 1000 | 10 | 600 | 6
|  | 6 | 20A 2P w/ NEMA 3R | 2 | 2 | sets | 1206.8966 | 2413.7931 | 305.8824 | 611.7647 | 3025.5578 | 2131.9121 | 540.3233 | 2672.2354 | 5344.4707 | 5344.4707 | 0 | 1050 |  | 260 |  |  |  | cement | bag | 0.144 | 0.17 | 213.9535 | 36.3721 | 150 | 25.5
|  | 7 | 30A 2P w/ NEMA 3R | 2 | 2 | sets | 1206.8966 | 2413.7931 | 305.8824 | 611.7647 | 3025.5578 | 2131.9121 | 540.3233 | 2672.2354 | 5344.4707 | 5344.4707 | 0 | 1050 |  | 260 |  |  |  | pebbles | bag | 5 | 5 | 47.619 | 238.0952 | 20 | 100
|  | 8 | 50A 2P w/ NEMA 3R | 9 | 9 | sets | 1206.8966 | 10862.069 | 305.8824 | 2752.9412 | 13615.0101 | 2131.9121 | 540.3233 | 2672.2354 | 24050.1182 | 24050.1182 | 0 | 1050 |  | 260 | [8 empty] | 284.4673 |  | 131.5
|  | 9 | 50A 3P w/ NEMA 3R | 5 | 5 | sets | 3333.3333 | 16666.6667 | 470.5882 | 2352.9412 | 19019.6078 | 5888.1382 | 831.2666 | 6719.4047 | 33597.0236 | 33597.0236 | 0 | 2900 |  | 400
|  | 10 | 1/2" Flexible Pipe | 240 | 247 | mts | 31.7813 | 7849.9921 | 12.9412 | 3196.4706 | 11046.4626 | 56.1399 | 22.8598 | 78.9997 | 19512.9294 | 19512.9294 | 0 | 27.6498 |  | 11
|  | 11 | 1/2" Flexible Connector | 240 | 247 | pcs | 18.3908 | 4542.5287 | 7.0588 | 1743.5294 | 6286.0581 | 32.4863 | 12.469 | 44.9553 | 11103.9536 | 11103.9536 | 0 | 16 |  | 6
|  | 12 | Electrical Tape Big | 95 | 100 | pcs | 28.7356 | 2873.5632 | 10.5882 | 1058.8235 | 3932.3867 | 50.7598 | 18.7035 | 69.4633 | 6946.3309 | 6946.3309 | 0 | 25 |  | 9
0
| E. | TELEPHONE & DATA | [13 empty] | 0
|  | 1 | # 22/3C Telephone wire | 1337 | 1446 | lm | 10 | 14460 | 4.7059 | 6804.7059 | 21264.7059 | 17.6644 | 8.3127 | 25.9771 | 37562.8578 | 37562.8578 | 0 |  |  | 4
|  | 2 | CAT 5 UTP Cable | 1113 | 1320 | lm | 25 | 33000 | 10.5882 | 13976.4706 | 46976.4706 | 44.161 | 18.7035 | 62.8645 | 82981.1846 | 82981.1846 | 0 |  |  | 9
|  | 3 | 1 - Gang Telephone Outlet | 33 | 33 | sets | 258 | 8514 | 117.6471 | 3882.3529 | 12396.3529 | 455.7419 | 207.8166 | 663.5585 | 21897.4316 | 21897.4316 | 0 |  |  | 100
|  | 4 | 1 - Gang Data Outlet | 33 | 33 | sets | 456 | 15048 | 117.6471 | 3882.3529 | 18930.3529 | 805.4973 | 207.8166 | 1013.3139 | 33439.36 | 33439.36 | 0 |  |  | 100
|  | 1 | Telephone Terminal Cabinet | 1 | 1 | pc | 4500 | 4500 | 1058.8235 | 1058.8235 | 5558.8235 | 7948.9865 | 1870.3498 | 9819.3363 | 9819.3363 | 9819.3363 | 0 |  |  | 900
|  | 2 | Data Cabinet | 1 | 1 | pc | 15000 | 15000 | 3529.4118 | 3529.4118 | 18529.4118 | 26496.6217 | 6234.4992 | 32731.1209 | 32731.1209 | 32731.1209 | 0 |  |  | 3000
|  | 3 | 2RU cable management | 1 | 1 | unit | 12000 | 12000 | 529.4118 | 529.4118 | 12529.4118 | 21197.2973 | 935.1749 | 22132.4722 | 22132.4722 | 22132.4722 | 0 |  |  | 450 | [9 empty] | 40999
|  | 4 | Patch panel 24 Port | 2 | 2 | pcs | 5612 | 11224 | 2352.9412 | 4705.8824 | 15929.8824 | 9913.2694 | 4156.3328 | 14069.6022 | 28139.2044 | 28139.2044 | 0 |  |  | 2000
|  | 5 | Miscellaneous | 1 | 1 | lot | 10500 | 10500 | 6470.5882 | 6470.5882 | 16970.5882 | 18547.6352 | 11429.9152 | 29977.5504 | 29977.5504 | 29977.5504 | 0 |  |  | 5500 | DESCRIPTION | QTY | UNIT | UNIT PRICE (Php) |  |  | AMOUNT (Php) | [6 empty] | top | SB
[16 empty] | 0 |  |  |  | 1. LAVATORY COUNTERTOP, Dim. 600mm x 1800mm with 150mm Splash Board and 200mm Fascia Board | [9 empty] | 0.6 | 1.8 | 1.08 | 2.4 | 0.6 | 0.15
| SUBTOTAL III | [6 empty] | 1367515.3352 |  | 347811.1765 | 1715326.5117 |  |  |  | 3030023.8426 | 3030023.8426 | 0 |  |  | MATERIAL | JET BLACK | 2.268 | m2 | P | 2300 | /m2 | P | 5216.4 |  | 0.15 | 1.8 | 0.27 | 1.95 | 1.8 | 0.6
VI | PLUMBING WORKS (MODEL UNITS EXCLUDED) | [14 empty] | 0 | [9 empty] | Material Cost : | P | 5216.4 |  | 0.15 | 0.6 | 0.09 | 0.75 | 0.15 | 1.8
| A. | TOILET/KITCHEN FIXTURES | [13 empty] | 0 | [13 empty] | 0.15 | 0.6 | 0.09 | 0.75 |  | 0.6
|  | 1 | Water closet (OSM) | 10 | 10 | sets |  | 0 | 850 | 8500 | 8500 | OSM | 1501.4752 | 1501.4752 | 15014.7523 | 15014.7523 | 0 |  |  | LABOR | Installation works | 1.89 | m2 | P | 400 | /m2 | P | 756 |  | 0.2 | 1.8 | 0.36 | 2 |  | 0.2
|  | 2 | Urinal (OSM) | 3 | 3 | sets |  | 0 | 850 | 2550 | 2550 | OSM | 1501.4752 | 1501.4752 | 4504.4257 | 4504.4257 | 0 |  |  |  | Cutting Works | 7.85 | m2 |  | 100 | /m2 |  | 785
|  | 3 | Lavatory (OSM) | 7 | 7 | sets |  | 0 | 700 | 4900 | 4900 | OSM | 1236.509 | 1236.509 | 8655.5631 | 8655.5631 | 0 |  |  |  | Top Flat Edge Polished | 2.55 | lm |  | 400 | /lm |  | 1020
|  | 4 | Lavatory Faucet (OSM) | 7 | 7 | sets |  | 0 | 400 | 2800 | 2800 | OSM | 706.5766 | 706.5766 | 4946.036 | 4946.036 | 0 |  |  |  | SB Flat Edge Polished | 3.35 | lm |  | 400 | /lm |  | 1340
|  | 5 | Stainless Steel Kitchen Sink (OSM) | 2 | 2 | sets |  | 0 | 500 | 1000 | 1000 | OSM | 883.2207 | 883.2207 | 1766.4414 | 1766.4414 | 0 |  |  |  | Sink Hole | 2 | hole |  | 500 | /hole |  | 1000 |  |  |  | 1.89 | 7.85 | 2.55 | 3.35
|  | 6 | Kitchen Sink Faucet | 2 | 2 | sets | 2336.4486 | 4672.8972 | 500 | 1000 | 5672.8972 | 4127.1996 | 883.2207 | 883.2207 | 1766.4414 | 10020.8407 | -8254.3993 | [8 empty] | Labor Cost : | P | 4901
|  | 7 | Slop Sink Faucet | 2 | 2 | sets | 1401.8692 | 2803.7383 | 300 | 600 | 3403.7383 | 2476.3198 | 529.9324 | 529.9324 | 1059.8649 | 6012.5044 | -4952.6396 | [8 empty] | Sub-Total Materials and Labor Cost : | P | 10117.4
|  | 8 | Hygienical Spray (OSM) | 10 | 10 | sets |  | 0 | 350 | 3500 | 3500 | OSM | 618.2545 | 618.2545 | 6182.5451 | 6182.5451 | 0
|  | 9 | Floor Drain | 12 | 12 | sets | 523.8095 | 6285.7143 | 250 | 3000 | 9285.7143 | 925.2789 | 441.6104 | 1366.8892 | 16402.6706 | 16402.6706 | 0
|  | 10 | Grease Trap 5GPM | 2 | 2 | sets | 5714.2857 | 11428.5714 | 1500 | 3000 | 14428.5714 | 10093.9511 | 2649.6622 | 12743.6133 | 25487.2266 | 25487.2266 | 0 | [16 empty] | top | SB
|  | 11 | Miscellaneous | 1 | 1 | lot | 10000 | 10000 | 4000 | 4000 | 14000 | 17664.4145 | 7065.7658 | 24730.1802 | 24730.1802 | 24730.1802 | 0 |  |  | ITEM | DESCRIPTION | QTY | UNIT | UNIT PRICE (Php) |  |  | AMOUNT (Php)
[16 empty] | 0 |  |  |  | 2. LAVATORY COUNTERTOP, Dim. 600mm x 1000mm with 150mm Splash Board and 200mm Fascia Board | [9 empty] | 0.6 | 1 | 0.6 | 1.6 | 0.6 | 0.15
| B. | TOILET ACCESSORIES | [13 empty] | 0 |  |  |  | MATERIAL | JET BLACK | 1.548 | m2 | P | 2300 | /m2 | P | 3560.4 |  | 0.15 | 1 | 0.15 | 1.15 | 1 | 0.6
|  | 1 | Hand Dryer | 5 | 5 | pcs |  | 0 | 400 | 2000 | 2000 | OSM | 706.5766 | 706.5766 | 3532.8829 | 3532.8829 | 0
|  | 2 | Toilet Paper Holder (OSM) | 10 | 10 | pcs |  | 0 | 250 | 2500 | 2500 | OSM | 441.6104 | 441.6104 | 4416.1036 | 4416.1036 | 0 | [8 empty] | Material Cost : | P | 3560.4 |  | 0.15 | 0.6 | 0.09 | 0.75 | 0.15 | 1
|  | 3 | Stainless Steel Grab Bar | 1 | 1 | set | 3738.3178 | 3738.3178 | 700 | 700 | 4438.3178 | 6603.5194 | 1236.509 | 1236.509 | 1236.509 | 7840.0284 | -6603.5194 | [12 empty] | 0.15 | 0.6 | 0.09 | 0.75 |  | 0.6
|  | 4 | 1100mm x 60mm x 6mm THK mirror on 6mm THK marine plywood backing | 7 | 7 | sets | 1653 | 11571 | 1200 | 8400 | 19971 | OSM | 2119.7297 | 2119.7297 | 14838.1081 | 35277.6021 | -20439.494 |  |  | LABOR | Installation works | 1.29 | m2 | P | 400 | /m2 | P | 516 |  | 0.2 | 1.8 | 0.36 | 2 |  | 0.2
|  | 5 | Ga. 18 steel shelving 250mm x 600mm | 2 | 2 | pcs |  | 0 | 450 | 900 | 900 | OSM | 794.8987 | 794.8987 | 1589.7973 | 1589.7973 | 0 |  |  |  | Cutting Works | 6.25 | m2 |  | 100 | /m2 |  | 625
|  | 6 | Mop Rack | 2 | 2 | pcs |  | 0 | 450 | 900 | 900 | OSM | 794.8987 | 794.8987 | 1589.7973 | 1589.7973 | 0 |  |  |  | Top Flat Edge Polished | 1.75 | lm |  | 400 | /lm |  | 700
|  | 7 | Aluminum Tile Trim | 41.04 | 42 | lm | 186.0465 | 7813.9535 | 165 | 6930 | 14743.9535 | 328.6403 | 291.4628 | 620.1031 | 26044.3305 | 26044.3305 | 0 |  |  |  | SB Flat Edge Polished | 2.55 | lm |  | 400 | /lm |  | 1020
|  | 8 | 1.2mm THK Stainless Steel End Cap | 1.2 | 2.4 | lm | 1720.9302 | 4130.2326 | 260 | 624 | 4754.2326 | 3039.9225 | 459.2748 | 3499.1973 | 8398.0734 | 8398.0734 | 0 |  |  |  | Sink Hole | 1 | hole |  | 500 | /hole |  | 500 |  |  |  | 1.29 | 6.25 | 1.75 | 2.55
[16 empty] | 0 | [9 empty] | Labor Cost : | P | 3361
| SUBTOTAL VI | [6 empty] | 62444.425 |  | 57804 | 120248.425 |  |  |  | 172161.7495 | 212411.8017 | -40250.0522 | [8 empty] | Sub-Total Materials and Labor Cost : | P | 6921.4
[11 empty] | 6708402.3821 |  |  |  |  | 11850000
| GRAND TOTAL AMOUNT (VAT INC.) | [6 empty] | 4902450.0387 |  | 1805952.3434 | 6708402.3821 | 11809749.9478 |  |  |  | 11850000 | -40250.0522
[20 empty] | ITEM | DESCRIPTION | QTY | UNIT | UNIT PRICE (Php) |  |  | AMOUNT (Php) | [6 empty] | top | SB
[20 empty] | 3. LAVATORY COUNTERTOP, Dim. 600mm x 2250mm with 100mm Splash Board and 65mm Fascia Board | [9 empty] | 0.6 | 2.25 | 1.35 | 2.85 | 0.6 | 0.1
[20 empty] | MATERIAL | JET BLACK | 2.2095 | m2 | P | 2300 | /m2 | P | 5081.85 |  | 0.1 | 2.25 | 0.225 | 2.35 | 2.25 | 0.6
[26 empty] | Material Cost : | P | 5081.85 |  | 0.1 | 0.6 | 0.06 | 0.7 | 0.1 | 2.25
Prepared by: | [29 empty] | 0.1 | 0.6 | 0.06 | 0.7 |  | 0.6
[20 empty] | LABOR | Installation works | 1.8413 | m2 | P | 400 | /m2 | P | 736.5 |  | 0.065 | 2.25 | 0.14625 | 2.315 |  | 0.1
For KONSTRUKTURA | [20 empty] | Cutting Works | 8.915 | m2 |  | 100 | /m2 |  | 891.5
[21 empty] | Top Flat Edge Polished | 2.95 | lm |  | 400 | /lm |  | 1180
[21 empty] | SB Flat Edge Polished | 3.65 | lm |  | 400 | /lm |  | 1460
Engr. Gerald Borja | [20 empty] | Sink Hole | 1 | hole |  | 500 | /hole |  | 500 |  |  |  | 1.8413 | 8.915 | 2.95 | 3.65
Engineering Department | [25 empty] | Labor Cost : | P | 4768
[26 empty] | Sub-Total Materials and Labor Cost : | P | 9849.85
[20 empty] | ITEM | DESCRIPTION | QTY | UNIT | UNIT PRICE (Php) |  |  | AMOUNT (Php) | [6 empty] | top | SB
[20 empty] | 4. LAVATORY COUNTERTOP, Dim. 600mm x 3200mm with 100mm Splash Board and 65mm Fascia Board | [9 empty] | 0.6 | 3.2 | 1.92 | 3.8 | 0.6 | 0.1
[13 empty] | DC |  | 6708402.3821 |  |  |  |  | MATERIAL | JET BLACK | 3.0816 | m2 | P | 2300 | /m2 | P | 7087.68 |  | 0.1 | 3.2 | 0.32 | 3.3 | 3.2 | 0.6
[26 empty] | Material Cost : | P | 7087.68 |  | 0.1 | 0.6 | 0.06 | 0.7 | 0.1 | 3.2
[9 empty] | Mobilization |  | incl | CONT | 201252.0715 |  | 6909654.4536 | [14 empty] | 0.1 | 0.6 | 0.06 | 0.7 |  | 0.6
[9 empty] | Demobilization |  | incl | OH | 328828.3499 |  | 7238482.8035 |  |  |  |  | LABOR | Installation works | 2.568 | m2 | P | 400 | /m2 | P | 1027.2 |  | 0.065 | 3.2 | 0.208 | 3.265 |  | 0.1
[9 empty] | Bonds/Ins |  | by owner | OTHERS |  |  | 7238482.8035 | [5 empty] | Cutting Works | 11.765 | m2 |  | 100 | /m2 |  | 1176.5
[9 empty] | Permits |  | by owner | PROF | 1085772.4205 |  | 8324255.224 | [5 empty] | Top Flat Edge Polished | 3.9 | lm |  | 400 | /lm |  | 1560
[8 empty] | ?? | Contractors Tax |  |  | TAX | 832425.5224 |  | 9156680.7464 | [5 empty] | SB Flat Edge Polished | 4.6 | lm |  | 400 | /lm |  | 1840
[9 empty] | Supervision |  | incl | [9 empty] | Sink Hole | 1 | hole |  | 500 | /hole |  | 500 |  |  |  | 2.568 | 11.765 | 3.9 | 4.6
[9 empty] | TK/Foreman |  | 64761.9048 | GT W/O VAT | 2448278.3643 |  | 11850000 | [10 empty] | Labor Cost : | P | 6103.7
[9 empty] | ofc staff |  | 30000 | GT W/VAT | 2448278.3643 |  | 2693319.2536 | [10 empty] | Sub-Total Materials and Labor Cost : | P | 13191.38
[9 empty] | ofc suppplies |  | 15000
[9 empty] | Transportation Staff |  | 18000
[9 empty] | Communication |  | 18000
[8 empty] | xx | Tools/equipt.
[9 empty] | Barracks |  | 37209.3023
[9 empty] | temfacil |  | incl
[8 empty] | xx | TOILET
[9 empty] | H. Keeping |  | 16000
[9 empty] | Demolition |  | incl
[8 empty] | xx | handling
[8 empty] | xx | hauling materials
[8 empty] | xx | hauling out of debris
[8 empty] | xx | utilities water
[8 empty] | xx?? | utilities electric
[9 empty] | temp util deposits |  | 15000
[8 empty] | xx | safety
[9 empty] | Rep |  | 15000
[9 empty] | bodegero w/ cellphone |  | 42857.1429
[9 empty] | Professional Fee |  | none
[9 empty] | reports |  | 10000
Plans
[9 empty] | As-built plans |  | incl
[9 empty] | Shop drawing |  | 3500
[9 empty] | Board up |  | incl
[9 empty] | Signboards |  | 3500
[9 empty] | Signals & warnings |  | 3500
[9 empty] | Sec guard |  | 0
[9 empty] | Protection of prop |  | 12000
[9 empty] | exhaust fans/vac |  | none
[9 empty] | ads |  | 8500
[9 empty] | messenger |  | 8500
[9 empty] | janitor |  | none
[8 empty] | xx | Testing and Commissioning
[9 empty] | Restoration |  | none
[9 empty] | Nurse |  | none
[9 empty] | Final Cleaning |  | 7500
Scaffolding
[9 empty] | Line/Grade |  | by owner
[8 empty] | xx | Health Certificate
Warranty
Note on E50: KCI PC#04-1: ung 85 para sa stair under slab (main & fire exit stair)
Note on E51: KCI PC#04-1: yung 46 sq.m para sa ficemboard parapet
Note on H55: KCI PC#04-1: kasama painting dito
Note on J55: KCI PC#04-1: kasama painting dito
Note on H56: KCI PC#04-1: kasama painting dito
Note on J56: KCI PC#04-1: kasama painting dito
Note on H58: KCI PC#04-1: kasama paintng dito
Note on J58: KCI PC#04-1: kasama painting dito
Note on E62: KCI PC#04-1: ilalim ng hagdan (main stair at fire exit)
Note on H72: KCI PC#04-1: kasama na hamba at pintura ng hamba( labor & material)
Note on H73: KCI PC#04-1: kasama na hamba at pintura ng hamba( labor & material)
Note on H74: KCI PC#04-1: kasama na hamba at pintura ng hamba( labor & material)
Note on H75: KCI PC#04-1: kasama na hamba at pintura ng hamba( labor & material)
Note on H76: KCI PC#04-1: kasama na hamba at pintura ng hamba( labor & material)
Note on D77: KCI PC#04-1: By: Rapid Forming
Note on H77: KCI PC#04-1: POWDER COATED FINISH NA.
Note on D79: KCI PC#04-1: By: Rapid Forming
Note on H79: KCI PC#04-1: POWDER COATED FINISH NA.
Note on E120: KCI PC#04-1: 3 pcs. Per door
Note on E123: 4 pcs. Per door( metal door w/ panic device)
Note on H146: KCI PC#04-1: disc. From 7% to 10%
Note on H147: KCI PC#04-1: disc. From 7% to 10%
Note on H148: KCI PC#04-1: Disco
Note on D223: KCI PC#04-1: 5GPM
Note on D231: KCI PC#04-1: at slop sink
Note on D232: KCI PC#04-1: at slop sink
Note on D234: KCI PC#04-1: @ slop sink
Note on L280: PPE

## Archi.(checked by prexy)
Project | : |  | Vertis North Sales Pavilion
Location | : |  | Edsa, North Triangle, Brgy. Bagong Pag-asa Quezon City
Subject | : |  | Bill of Quantities for Architectural,Electrical & Plumbing Works
Date | : |  | 2015-03-09 11:06
[36 empty] | GUARANTEE BOND |  |  |  | 2760000
[36 empty] | Net Premium | [5 empty] | 16560
[36 empty] | Doc. Stamps Tax | [5 empty] | 2100
ITEM | DESCRIPTION |  |  | KCI QTY | QTY | UNIT | UM | TM | UL | TL | DC | UNIT RATE |  |  | GROSS AMOUNT | [20 empty] | 12% VAT | [5 empty] | 1987.2
[12 empty] | MATERIAL | LABOR | TOTAL | [21 empty] | LGT | [5 empty] | 33.12
I | PRELIMINARIES | [34 empty] | Notarial Fee | [5 empty] | 200
|  | 1 | Mobilization / Demobilization | 1 | 1 | lot | 7500 | 7500 | 7500 | 7500 | 15000 | 10455.7766 | 10455.7766 | 20911.5532 | 20911.5532 | 20911.5532 | 0 | [18 empty] | Total Gross Prem. | [5 empty] | 20880.32
|  | 2 | Temporary Facilities | 1 | 1 | lot | 10000 | 10000 | 8000 | 8000 | 18000 | 13941.0354 | 11152.8283 | 25093.8638 | 25093.8638 | 25093.8638 | 0 | [18 empty] | Note: GUARANTEE BOND EQUALS TO SURETY BOND
|  | 3 | General Cleaning and Clearing of Site | 1 | 1 | lot | 5000 | 5000 | 10000 | 10000 | 15000 | 6970.5177 | 13941.0354 | 20911.5532 | 20911.5532 | 20911.5532 | 0
|  | 4 | Project Supervision (including safety officer) | 1 | 1 | lot |  | 0 | 213333.3333 | 213333.3333 | 213333.3333 | 0 | 297408.756 | 297408.756 | 297408.756 | 297408.756 | 0 | [18 empty] | PERFORMANCE BOND |  |  |  | 2760000
|  | 5 | Bonds and Insurances | 1 | 1 | lot | 53503.1589 | 53503.1589 | 2500 | 2500 | 56003.1589 | 74588.9434 | 3485.2589 | 78074.2022 | 78074.2022 | 78074.2022 | 0 | [18 empty] | Net Premium | [5 empty] | 15180
|  | 6 | Safety Requirements (Signages,PPE etc.) | 1 | 1 | lot | 35000 | 35000 | 5000 | 5000 | 40000 | 48793.624 | 6970.5177 | 55764.1417 | 55764.1417 | 55764.1417 | 0 | [18 empty] | Doc. Stamps Tax | [5 empty] | 1927.5
|  | 7 | Health Certificate | 1 | 1 | lot | 108000 | 108000 |  | 0 | 108000 | 150563.1827 | 0 | 150563.1827 | 150563.1827 | 150563.1827 | 0 | [18 empty] | 12% VAT | [5 empty] | 1821.6
|  | 8 | Permits, Clearances & Licenses (By Owner) | 1 | 1 | lot |  | 0 |  | 0 | 0 | 0 | 0 | 0 | 0 | 0 | 0 | [18 empty] | LGT | [5 empty] | 30.36
|  | 9 | Electric Consumption (Genset) | 1320 | 1320 | hrs. | 390 | 514800 | 76 | 100320 | 615120 | 543.7004 | 105.9519 | 649.6523 | 857540.9717 | 857540.9717 | 0 | [18 empty] | Notarial Fee | [5 empty] | 200
|  | 10 | Water Consumption | 1 | 1 | lot | 46601.9417 | 46601.9417 | 4000 | 4000 | 50601.9417 | 64967.9321 | 5576.4142 | 70544.3463 | 70544.3463 | 70544.3463 | 0 | [18 empty] | Total Gross Prem. | [5 empty] | 19159.46
|  | 11 | Temporary Enclosure | 1 | 1 | lot |  | 0 |  | 0 | 0 | 0 | 0 | 0 | 0 | 0 | 0
|  | 12 | As-built Plans | 1 | 1 | lot | 10000 | 10000 | 15000 | 15000 | 25000 | 13941.0354 | 20911.5532 | 34852.5886 | 34852.5886 | 34852.5886 | 0 | [18 empty] | CARI |  |  |  | 9200000
|  | 13 | Tools and Equipment | 1 | 1 | lot | 45000 | 45000 |  | 0 | 45000 | 62734.6595 | 0 | 62734.6595 | 62734.6595 | 62734.6595 | 0 | [18 empty] | Net Premium | [5 empty] | 13800
|  | 14 | Portable Toilet | 1 | 1 | lot | 32380.9524 | 32380.9524 | 2000 | 2000 | 34380.9524 | 45142.4005 | 2788.2071 | 47930.6075 | 47930.6075 | 47930.6075 | 0 | [18 empty] | Doc. Stamps Tax | [5 empty] | 1725
|  | 15 | Handling and Hauling of Materials | 1 | 1 | lot | 51650.4854 | 51650.4854 | 22135.9223 | 22135.9223 | 73786.4078 | 72006.1248 | 30859.7678 | 102865.8925 | 102865.8925 | 102865.8925 | 0 | [18 empty] | 12% VAT | [5 empty] | 1656
|  | 16 | Hauling out of Debris | 1 | 1 | lot | 15000 | 15000 | 8500 | 8500 | 23500 | 20911.5532 | 11849.8801 | 32761.4333 | 32761.4333 | 32761.4333 | 0 | [18 empty] | LGT | [5 empty] | 27.6
|  | 17 | Testing and Commissioning | 1 | 1 | lot | 10000 | 10000 | 5000 | 5000 | 15000 | 13941.0354 | 6970.5177 | 20911.5532 | 20911.5532 | 20911.5532 | 0 | [18 empty] | Total Gross Prem. | [5 empty] | 17208.6
[16 empty] | 0 | 0
| SUBTOTAL I | [6 empty] | 944436.5384 |  | 403289.2557 | 1347725.7941 |  |  |  | 1878869.3053 | 1878869.3053 | 0 |  |  |  | "FF-02" VINYL TILE INSTALLATION (per sq m) |  |  | unit | kci qty | qty | um | tm | ul | tl
II | ARCHITECTURAL WORKS | [14 empty] | 0 | 0 |  |  |  | 3.0mmx450mmx450mm vinyl tiles |  |  | pc | 4.93 | 5.15 | 145.283 | 748.2075 | 18 | 92.7
| A. | FLOOR FINISHES | [13 empty] | 0 |  |  |  |  | adhesive |  |  | gallon | 0.0493 | 0.05 | 552.381 | 27.619 |  | 0
|  | 1 | FF-01 600x600mm non-skid Homogenous Tiles (TAICERA G68428 bush hammer grey) | 494.8 | 498 | sq. m | 845.4717 | 421044.9057 | 214.6 | 106870.8 | 527915.7057 | 1178.6751 | 299.1746 | 1477.8497 | 735969.156 | 735969.156 | 0 |  |  |  | mortar (topping) included @ other item |  |  | sq m | 1 | 1 | 0 | 0 | 0 | 0
|  | 2 | FF-02 450x450mm Vinyl tiles Carpet finish (HANWHA GT-C9710) | 262 | 265 | sq. m | 775.8266 | 205594.0476 | 75 | 19875 | 225469.0476 | 1081.5826 | 104.5578 | 1186.1404 | 314327.1982 | 314327.1982 | 0 | [10 empty] | 775.8266 |  | 92.7
|  | 3 | FF-03 300x300mm non-skid Ceramic tiles (TAICERA G38529 Rustik DK Grey) | 23.6 | 26 | sq. m | 799.434 | 20785.283 | 216 | 5616 | 26401.283 | 1114.4937 | 301.1264 | 1415.6201 | 36806.1222 | 36806.1222 | 0
|  | 4 | FF-04 400x200mm non-skid Porcelain tiles (Accent) | 12 | 14 | sq. m | 1281.3208 | 17938.4906 | 214.5 | 3003 | 20941.4906 | 1786.2938 | 299.0352 | 2085.329 | 29194.6062 | 29194.6062 | 0
|  | 5 | FF-04a 600x200mm non-skid Porcelain tiles (Field) COTTO Cement Wood City Lt. Grey | 28.5 | 31 | sq. m | 1293.5849 | 40101.1321 | 215.1 | 6668.1 | 46769.2321 | 1803.3913 | 299.8717 | 2103.263 | 65201.1522 | 65201.1522 | 0 |  |  |  | "FF-01" TILE INSTALLATION (per sq m) |  |  | unit | kci qty | qty | um | tm | ul | tl
|  | 6 | FF-05 Plain cement | 45.86 | 48 | sq. m |  | 0 |  | 0 | 0 | 0 | 0 | 0 | 0 | 0 | 0 |  |  |  | 600mmx600mm tiles |  |  | pc | 2.77 | 2.9 | 264.1509 | 766.0377 | 74 | 214.6
|  | 7 | FF-06 600x600mm Homogenous Tiles Lapatto Finish | 238.71 | 242 | sq. m | 1060.7424 | 256699.6544 | 215.1 | 52054.2 | 308753.8544 | 1478.7847 | 299.8717 | 1778.6564 | 430434.8425 | 430434.8425 | 0 |  |  |  | tile adhesive |  |  | bag | 0.25 | 0.25 | 268.8679 | 67.217 |  | 0
|  | 8 | Floor finish @ model units and video room | 173.29 | 0 | sq. m |  | 0 |  | 0 | 0 | 0 | 0 | 0 | 0 | 0 | 0 |  |  |  | tile grout |  |  | kg | 0.25 | 0.35 | 34.9057 | 12.217 |  | 0
[12 empty] | 0 | 0 | 0 | 0 | 0 | 0 |  |  |  | mortar (topping) included @ other item |  |  | sq m | 1 | 1 | 0 | 0 | 0 | 0
| B. | WALL FINISHES | [9 empty] | 0 | 0 | 0 | 0 | 0 | 0 | [10 empty] | 845.4717 |  | 214.6
|  | 1 | WF- 600mm x 200mm Non-skid Porcelain Tiles (Accent) | 16.22 | 18 | sq.m | 1177.3113 | 21191.6038 | 215.1 | 3871.8 | 25063.4038 | 1641.2939 | 299.8717 | 1941.1656 | 34940.98 | 34940.98 | 0
|  | 2 | WF- 600mm x 200mm Non-skid Porcelain Tiles (Field) | 44.33 | 46 | sq.m | 1287.6887 | 59233.6792 | 215.1 | 9894.6 | 69128.2792 | 1795.1714 | 299.8717 | 2095.043 | 96371.9791 | 96371.9791 | 0
|  | 1 | Paint Finish interior (color to be verified) | 1435 | 1450 | sq.m | 160 | 232000 | 160 | 232000 | 464000 | 223.0566 | 223.0566 | 446.1131 | 646864.0442 | 646864.0442 | 0
|  | 2 | Paint Finish Exterior (color to be verified) | 731 | 744 | sq.m | 170 | 126480 | 185 | 137640 | 264120 | 236.9976 | 257.9092 | 494.9068 | 368210.6279 | 368210.6279 | 0
|  | 3 | Wall finish @ model units and video room | N/A | 0 | [6 empty] | 0 | 0 | 0 | 0 | 0 | 0
[12 empty] | 0 | 0 | 0 | 0 | 0 | 0
| C. | CEILING FINISHES | [9 empty] | 0 | 0 | 0 | 0 | 0 | 0
|  | 1 | CF-1 12mm thk. Gypsum Board on Metal Furring on Latex Flat Painted Finish | 269 | 273 | sq.m | 421.4 | 115042.2 | 367.5 | 100327.5 | 215369.7 | 587.4752 | 512.3331 | 1099.8083 | 300247.6619 | 300247.6619 | 0
|  | 2 | CF-2 12mm thk. Moisture Resistant Gypsum Board | 36.7 | 39 | sq.m | 492 | 19188 | 375 | 14625 | 33813 | 685.8989 | 522.7888 | 1208.6878 | 47138.8231 | 47138.8231 | 0
|  |  | on Metal Furring on Latex Flat Painted Finish | [8 empty] | 0 | 0 | 0 | 0 | 0 | 0 |  |  |  | "FF-03" TILE INSTALLATION (per sq m) |  |  | unit | kci qty | qty | um | tm | ul | tl
|  | 3 | CF-3 6mm thk. Fiber Cement Board on Metal Furring | 62 | 64 | sq.m | 472.36 | 30231.04 | 367.5 | 23520 | 53751.04 | 658.5187 | 512.3331 | 1170.8518 | 74934.5153 | 74934.5153 | 0 |  |  |  | 300mmx300mm tiles |  |  | pc | 11.11 | 12 | 60 | 720 | 18 | 216
|  |  | on Latex Flat Painted Finish | [8 empty] | 0 | 0 | 0 | 0 | 0 | 0 |  |  |  | tile adhesive |  |  | bag | 0.25 | 0.25 | 268.8679 | 67.217 |  | 0
|  | 4 | CF4- 20mm thk x 600mm x 600mm Acoustic Ceiling | 252 | 255 | sq.m | 395.2381 | 100785.7143 | 225 | 57375 | 158160.7143 | 551.0028 | 313.6733 | 864.6761 | 220492.4122 | 220492.4122 | 0 |  |  |  | tile grout |  |  | kg | 0.25 | 0.35 | 34.9057 | 12.217 |  | 0
|  |  | Board on Oven-baked T-runners | [8 empty] | 0 | 0 | 0 | 0 | 0 | 0 |  |  |  | mortar (topping) included @ other item |  |  | sq m | 1 | 1 | 0 | 0 | 0 | 0
|  | 5 | CF5- Exposed Slab (Plain Cement Plastered Finish) | 80.25 | 82 | sq.m |  | 0 |  | 0 | 0 | 0 | 0 | 0 | 0 | 0 | 0 |  |  |  | mortar |  |  | sq m | 1 | 1 | 0 | 0 | 0 | 0
|  | 6 | Cove Ceiling Painted finish (color to be verified) | 61.7 | 63 | lm | 130 | 8190 | 120 | 7560 | 15750 | 181.2335 | 167.2924 | 348.5259 | 21957.1308 | 21957.1308 | 0 | [10 empty] | 799.434 |  | 216
[12 empty] | 0 | 0 | 0 | 0 | 0 | 0
|  | 7 | Others (Model Units excluded) | 152.9 | 154 | sq.m |  | 0 |  | 0 | 0 | 0 | 0 | 0 | 0 | 0 | 0
[12 empty] | 0 | 0 | 0 | 0 | 0 | 0
| D. | DOORS | [9 empty] | 0 | 0 | 0 | 0 | 0 | 0
|  | 1 | D1- 2400x2000mm - Double Swing glass door & 12mm thk. | 3 | 3 | sets |  | 0 |  | 0 | 0 | 0 | 0 | 0 | 0 | 0 | 0
|  |  | clear Tempered glass door on Aluminum frame Powder coated | [8 empty] | 0 | 0 | 0 | 0 | 0 | 0
|  | 2 | D2- 2400x2050mm - Double Swing glass door & 12mm thk. | 1 | 1 | set |  | 0 |  | 0 | 0 | 0 | 0 | 0 | 0 | 0 | 0
|  |  | clear Tempered glass door on Aluminum frame Powder coated | [8 empty] | 0 | 0 | 0 | 0 | 0 | 0
|  | 3 | D3- 2100x900mm - 45mm thk. Hollow Core HDF door | 2 | 2 | sets | 6553.3981 | 13106.7961 | 700 | 1400 | 14506.7961 | 9136.1155 | 975.8725 | 10111.9879 | 20223.9759 | 20223.9759 | 0 |  |  |  | tile grout |  |  | kg | 0.25 | 0.35 | 34.9057 | 12.217 |  | 0
|  | 4 | D4- 2100x800mm - 45mm thk. Hollow Core HDF door | 4 | 4 | sets | 6553.3981 | 26213.5922 | 700 | 2800 | 29013.5922 | 9136.1155 | 975.8725 | 10111.9879 | 40447.9517 | 40447.9517 | 0 |  |  |  | mortar (topping) included @ other item |  |  | sq m | 1 | 1 | 0 | 0 |  | 0
|  | 5 | D5- 2100x750mm - 45mm thk. Hollow Core HDF door w/ Wooden Louver | 7 | 7 | sets | 8495.1456 | 59466.0194 | 700 | 4900 | 64366.0194 | 11843.1126 | 975.8725 | 12818.9851 | 89732.8958 | 89732.8958 | 0 | [10 empty] | 12.217 |  | 0
|  | 6 | D6- 2100x900mm - 45mm thk. Hollow Core HDF door w/ Wooden Louver | 1 | 1 | set | 8495.1456 | 8495.1456 | 700 | 700 | 9195.1456 | 11843.1126 | 975.8725 | 12818.9851 | 12818.9851 | 12818.9851 | 0
|  | 7 | D7- 2100x500mm - 45mm thk. Hollow Core HDF door w/ Wooden Louver | 2 | 2 | sets | 7330.0971 | 14660.1942 | 650 | 1300 | 15960.1942 | 10218.9143 | 906.1673 | 11125.0816 | 22250.1633 | 22250.1633 | 0 |  |  |  | "FF-04a" TILE INSTALLATION (per sq m) |  |  | unit | kci qty | qty | um | tm | ul | tl
|  | 8 | D8- 2100x900mm - 18 GA. Cold rolled, hot dipped | 3 | 3 | sets | 7877.3585 | 23632.0755 | 700 | 2100 | 25732.0755 | 10981.8534 | 975.8725 | 11957.7259 | 35873.1776 | 35873.1776 | 0 |  |  |  | 600mmx200mm tiles |  |  | pc | 8.33 | 9 | 134.9057 | 1214.1509 | 23.9 | 215.1
|  |  | Galvanized Steel w/ Rockwool infill | [8 empty] | 0 | 0 | 0 | 0 | 0 | 0 |  |  |  | tile adhesive |  |  | bag | 0.25 | 0.25 | 0 | 0 |  | 0
|  | 9 | D9- 2400x900mm - 18 GA. Cold rolled, hot dipped | 1 | 1 | set | 8584.9057 | 8584.9057 | 700 | 700 | 9284.9057 | 11968.2474 | 975.8725 | 12944.1199 | 12944.1199 | 12944.1199 | 0 |  |  |  | tile grout |  |  | kg | 0.25 | 0.35 | 34.9057 | 12.217 |  | 0
|  |  | Galvanized Steel w/ Rockwool infill | [8 empty] | 0 | 0 | 0 | 0 | 0 | 0 |  |  |  | mortar (topping) included @ other item |  |  | sq m | 1 | 1 | 0 | 0 | 0 | 0
[7 empty] | 1.07 |  |  |  |  | 1.4917 | 0 | 1.4917 | 0 | 0 | 0
| E. | WINDOWS (BY OTHERS) | [9 empty] | 0 | 0 | 0 | 0 | 0 | 0
|  | 1 | W1- 6800x4555mm - (Fixed window) 10mm thk. Clear | 1 | 1 | set |  | 0 |  | 0 | 0 | 0 | 0 | 0 | 0 | 0 | 0 | 236951.1 | 41814.9
|  |  | tempered glass on Aluminum frame Powder coated finish | [8 empty] | 0 | 0 | 0 | 0 | 0 | 0
|  | 2 | W2- (Fixed window) 10mm thk. Clear tempered glass | 1 | 1 | set |  | 0 |  | 0 | 0 | 0 | 0 | 0 | 0 | 0 | 0 | 102379.95 | 18067.05
|  |  | on Aluminum frame Powder coated finish | [8 empty] | 0 | 0 | 0 | 0 | 0 | 0
|  | 3 | W3- (Fixed window) 10mm thk. Clear tempered glass | 1 | 1 | set |  | 0 |  | 0 | 0 | 0 | 0 | 0 | 0 | 0 | 0 | 81113.375 | 14314.125
|  |  | on Aluminum frame Powder coated finish | [8 empty] | 0 | 0 | 0 | 0 | 0 | 0
|  | 4 | W4- (Fixed window) 10mm thk. Clear tempered glass | 1 | 1 | set |  | 0 |  | 0 | 0 | 0 | 0 | 0 | 0 | 0 | 0 | 38540.7 | 6801.3
|  |  | on Aluminum frame Powder coated finish | [8 empty] | 0 | 0 | 0 | 0 | 0 | 0
|  | 5 | W5- 600x2750mm - (Awning window) 6mm thk., Annealed | 2 | 2 | sets |  | 0 |  | 0 | 0 | 0 | 0 | 0 | 0 | 0 | 0 | 10729.125 | 1893.375
|  |  | glass on Aluminum frame Powder coated finish | [8 empty] | 0 | 0 | 0 | 0 | 0 | 0
|  | 6 | W6- 600x3550mm - (Awning window) 6mm thk., Annealed | 2 | 2 | sets |  | 0 |  | 0 | 0 | 0 | 0 | 0 | 0 | 0 | 0 | 13850.325 | 2444.175
|  |  | glass on Aluminum frame Powder coated finish | [8 empty] | 0 | 0 | 0 | 0 | 0 | 0
|  | 7 | W7- 600x1800mm - (Awning window) 6mm thk., Annealed | 4 | 4 | sets |  | 0 |  | 0 | 0 | 0 | 0 | 0 | 0 | 0 | 0 | 7022.7 | 1239.3
|  |  | glass on Aluminum frame Powder coated finish | [8 empty] | 0 | 0 | 0 | 0 | 0 | 0
|  | 8 | W8- 600x900mm - (Awning window) 6mm thk., Annealed | 1 | 1 | set |  | 0 |  | 0 | 0 | 0 | 0 | 0 | 0 | 0 | 0 | 3511.35 | 619.65
|  |  | glass on Aluminum frame Powder coated finish | [8 empty] | 0 | 0 | 0 | 0 | 0 | 0
|  | 9 | W9- 8510x2400mm - (Fixed window) 10mm thk. Clear | 1 | 1 | set |  | 0 |  | 0 | 0 | 0 | 0 | 0 | 0 | 0 | 0 | 156243.6 | 27572.4
|  |  | tempered glass on Aluminum frame Powder coated finish | [8 empty] | 0 | 0 | 0 | 0 | 0 | 0
|  | 10 | W10- (Fixed window) 10mm thk. Clear tempered glass | 1 | 1 | set |  | 0 |  | 0 | 0 | 0 | 0 | 0 | 0 | 0 | 0 | 170181.9 | 30032.1
|  |  | on Aluminum frame Powder coated finish | [8 empty] | 0 | 0 | 0 | 0 | 0 | 0
|  | 11 | W11- 2400x900mm - (Awning type window w/ Fixed glass) | 24 | 24 | sets |  | 0 |  | 0 | 0 | 0 | 0 | 0 | 0 | 0 | 0 | 15606 | 2754
|  |  | 10mm thk. clear float tempered glass on Aluminum | [8 empty] | 0 | 0 | 0 | 0 | 0 | 0
|  |  | frame Powder coated finish | [8 empty] | 0 | 0 | 0 | 0 | 0 | 0
|  | 12 | W12- 2400x1200mm - (Awning type window w/ Fixed glass) | 1 | 1 | set |  | 0 |  | 0 | 0 | 0 | 0 | 0 | 0 | 0 | 0 | 20808 | 3672
|  |  | 10mm thk. clear float tempered glass on Aluminum | [8 empty] | 0 | 0 | 0 | 0 | 0 | 0
|  |  | frame Powder coated finish | [8 empty] | 0 | 0 | 0 | 0 | 0 | 0
|  | 13 | W13- 2400x6700mm - (Fixed window) 10mm thk. Clear float | 1 | 1 | set |  | 0 |  | 0 | 0 | 0 | 0 | 0 | 0 | 0 | 0 | 67116 | 11844
|  |  | tempered glass on Aluminum frame Brown Powder coated finish | [8 empty] | 0 | 0 | 0 | 0 | 0 | 0
|  | 14 | W14- 2400x9000mm - (Fixed window) 10mm thk. Clear float | 1 | 1 | set |  | 0 |  | 0 | 0 | 0 | 0 | 0 | 0 | 0 | 0 | 128520 | 22680
|  |  | tempered glass on Aluminum frame Brown Powder coated finish | [8 empty] | 0 | 0 | 0 | 0 | 0 | 0
|  | 15 | W15- 2400x6900mm - (Fixed window) 10mm thk. Clear float | 1 | 1 | set |  | 0 |  | 0 | 0 | 0 | 0 | 0 | 0 | 0 | 0 | 68544 | 12096
|  |  | tempered glass on Aluminum frame Brown Powder coated finish | [8 empty] | 0 | 0 | 0 | 0 | 0 | 0
|  | 16 | W16- 2400x3660mm - (Fixed window) 10mm thk. Clear float | 1 | 1 | set |  | 0 |  | 0 | 0 | 0 | 0 | 0 | 0 | 0 | 0 | 52264.8 | 9223.2
|  |  | tempered glass on Aluminum frame Brown Powder coated finish | [8 empty] | 0 | 0 | 0 | 0 | 0 | 0
[12 empty] | 0 | 0 | 0 | 0 | 0 | 0
| F. | HARDWARES | [9 empty] | 0 | 0 | 0 | 0 | 0 | 0
|  | 1 | Mortise Leverset in Satin Finish Schlage or approved equal | 20 | 20 | sets | 2285.7143 | 45714.2857 | 350 | 7000 | 52714.2857 | 3186.5224 | 487.9362 | 3674.4586 | 73489.1725 | 73489.1725 | 0
|  | 2 | 1 1/2 pairs 3 1/2" x 3 1/2" x 0.13 standard weight and | 48 | 48 | pcs | 333.3333 | 16000 | 75 | 3600 | 19600 | 464.7012 | 104.5578 | 569.2589 | 27324.4295 | 27324.4295 | 0 |  |  |  | "FFD-04" TILE INSTALLATION (per sq m) |  |  | unit | kci qty | qty | um | tm | ul | tl
|  |  | standard duty 2-ball bearing hinges non removable in satin finish | [8 empty] | 0 | 0 | 0 | 0 | 0 | 0 |  |  |  | 400mmx200mm tiles |  |  | pc | 12.5 | 13 | 92.4528 | 1201.8868 | 16.5 | 214.5
|  | 3 | Panic Hardware | 4 | 4 | sets | 3809.5238 | 15238.0952 | 400 | 1600 | 16838.0952 | 5310.8706 | 557.6414 | 5868.5121 | 23474.0482 | 23474.0482 | 0 |  |  |  | tile adhesive |  |  | bag | 0.25 | 0.25 | 268.8679 | 67.217 |  | 0
|  | 4 | Koyo Ball Bearing S/S Hinges | 16 | 16 | sets | 714.2857 | 11428.5714 | 75 | 1200 | 12628.5714 | 995.7882 | 104.5578 | 1100.346 | 17605.5362 | 17605.5362 | 0 |  |  |  | tile grout |  |  | kg | 0.25 | 0.35 | 34.9057 | 12.217 |  | 0
[12 empty] | 0 | 0 | 0 | 0 | 0 | 0 |  |  |  | mortar (topping) included @ other item |  |  | sq m | 1 | 1 | 0 | 0 |  | 0
| G. | MISCELLANEOUS | [9 empty] | 0 | 0 | 0 | 0 | 0 | 0 | [10 empty] | 1281.3208 |  | 214.5
|  | 1 | Non-slip Aluminum Stair Nosing | 76.8 | 78 | lm | 220 | 17160 | 75 | 5850 | 23010 | 306.7028 | 104.5578 | 411.2605 | 32078.3225 | 32078.3225 | 0
|  | 2 | 38mm x 38mm Non-slip Angle bar Nosing | 56.4 | 58 | lm | 133.3333 | 7733.3333 | 75 | 4350 | 12083.3333 | 185.8805 | 104.5578 | 290.4382 | 16845.4178 | 16845.4178 | 0 |  |  |  | "FF-04a" TILE INSTALLATION (per sq m) |  |  | unit | kci qty | qty | um | tm | ul | tl
|  | 3 | 3mm x 38mm x38mm Brass Threaded Nosing welded to 10mmØ anchor | 18.83 | 19.5 | lm | 785.7143 | 15321.4286 | 120 | 2340 | 17661.4286 | 1095.3671 | 167.2924 | 1262.6595 | 24621.8602 | 24621.8602 | 0 |  |  |  | 600mmx200mm tiles |  |  | pc | 8.33 | 9 | 134.9057 | 1214.1509 | 23.9 | 215.1
|  | 4 | Aluminum Threshold | 2 | 2 | lm | 1142.8571 | 2285.7143 | 175 | 350 | 2635.7143 | 1593.2612 | 243.9681 | 1837.2293 | 3674.4586 | 3674.4586 | 0 |  |  |  | tile adhesive |  |  | bag | 0.25 | 0.25 | 268.8679 | 67.217 |  | 0
|  | 5 | Signage | N/A |  |  |  | 0 |  | 0 | 0 | 0 | 0 | 0 | 0 | 0 | 0 |  |  |  | tile grout |  |  | kg | 0.25 | 0.35 | 34.9057 | 12.217 |  | 0
|  | 6 | Green Wall | N/A |  |  |  | 0 |  | 0 | 0 | 0 | 0 | 0 | 0 | 0 | 0 |  |  |  | mortar (topping) included @ other item |  |  | sq m | 1 | 1 | 0 | 0 | 0 | 0
|  | 7 | 6mm THK coated glass at toilet | 7.5 | 8 | sq.m | 4850.7767 | 38806.2136 | 856.0194 | 6848.1553 | 45654.3689 | 6762.485 | 1193.3797 | 7955.8647 | 63646.9175 | 63646.9175 | 0 | [10 empty] | 1293.5849 |  | 215.1
[12 empty] | 0 | 0 | 0 | 0 | 0 | 0
| H. | METAL/GLASS WORKS | [9 empty] | 0 | 0 | 0 | 0 | 0 | 0
|  | 1 | 10mm THK Tempered Glass for Main Stair Railings | 15.7 | 16.5 | lm | 7488.8312 | 123565.7143 | 1321.5584 | 21805.7143 | 145371.4286 | 10440.2061 | 1842.3893 | 12282.5954 | 202662.8237 | 202662.8237 | 0
|  | 2 | 10mm THK Tempered Glass for View Deck Railings | 8.5 | 9 | lm | 5025.1852 | 45226.6667 | 1256.2963 | 11306.6667 | 56533.3333 | 7005.6285 | 1751.4071 | 8757.0356 | 78813.3203 | 78813.3203 | 0
|  | 3 | Ramp Railing | 4 | 4 | lm | 6588.8095 | 26355.2381 | 3442.5 | 13770 | 40125.2381 | 9185.4827 | 4799.2014 | 13984.6842 | 55938.7366 | 55938.7366 | 0
|  | 4 | Paint finish for Entrance Canopy | 56 | 58 | sq.m | 185 | 10730 | 185 | 10730 | 21460 | 257.9092 | 257.9092 | 515.8183 | 29917.462 | 29917.462 | 0
[12 empty] | 0 | 0 | 0 | 0 | 0 | 0
[12 empty] | 0 | 0 | 0 | 0 | 0 | 0
| I. | TOILET PARTITIONS | [9 empty] | 0 | 0 | 0 | 0 | 0 | 0
|  | 1 | Ground Floor Male & Female Toilet Partition (JEBSEN Bescube) | 1 | 1 | set | 55937.4964 | 55937.4964 | 9871.3229 | 9871.3229 | 65808.8193 | 77982.662 | 13761.6462 | 91744.3082 | 91744.3082 | 91744.3082 | 0
|  | 2 | Second Floor Male & Female Toilet Partition (JEBSEN Bescube) | 1 | 1 | set | 75956.0279 | 75956.0279 | 13404.0049 | 13404.0049 | 89360.0328 | 105890.5676 | 18686.5708 | 124577.1384 | 124577.1384 | 124577.1384 | 0
|  | 3 | Urinal Partition (JEBSEN Bescube) | 1 | 1 | set | 3505.603 | 3505.603 | 618.6358 | 618.6358 | 4124.2389 | 4887.1736 | 862.4424 | 5749.616 | 5749.616 | 5749.616 | 0
[12 empty] | 0 | 0 | 0 | 0 | 0 | 0
| J. | CABINETRY | [9 empty] | 0 | 0 | 0 | 0 | 0 | 0
|  | 1 | Overhead, Under counter cabinet & granite countertop @ Ground Floor Pantry | 1 | 1 | set | 51235.8065 | 51235.8065 | 21958.2028 | 21958.2028 | 73194.0092 | 71351.7654 | 30579.328 | 101931.0935 | 101931.0935 | 102040.0276 | -108.9341 | [5 empty] | ENTRANCE CANOPY SKYLIGHT
|  | 2 | Overhead, Under counter cabinet & granite countertop @ Second Floor Pantry | 1 | 1 | set | 77624.1935 | 77624.1935 | 33267.5115 | 33267.5115 | 110891.7051 | 108100.6358 | 46328.8439 | 154429.4797 | 154429.4797 | 154594.519 | -165.0393 | [8 empty] | KCI QTY | QTY | UNIT | UM | TM | UL | TL
|  | 3 | Granite countertop at toilets (model units excluded) | 6.3 | 6.5 | lm | 2993.832 | 19459.9078 | 2819.5675 | 18327.1889 | 37787.0968 | 4248.6705 | 4001.3646 | 8250.0351 | 53625.228 | 52679.1255 | 946.1024 | [5 empty] | 10mm thk. Canadian Grey Color tempered |  |  | 34.9575 | 35 | sq.m | 4017.8571 | 140625 | 375 | 13125
[16 empty] | 0 | [6 empty] | 150Ømm Pipe Sched. 40 |  |  | 7 | 12 | lm | 370 | 4440 | 85 | 1020
| SUBTOTAL II | [6 empty] | 2487948.7757 |  | 982998.4032 | 3470947.1789 |  |  |  | 4839531.8905 | 4838859.7615 | 672.129 | [5 empty] | 200mmx 300mm x 6mm Tubular Steel |  |  | 11.8 | 12 | lm | 1513.9286 | 18167.1429 | 200 | 2400
III | ELECTRICALWORKS | [14 empty] | 0 | [6 empty] | 50mmx 300mm x 6mm Tubular Steel |  |  | 52.575 | 54 | lm | 1060.7143 | 57278.5714 | 130 | 7020
| A. | LIGHTING FIXTURES | [13 empty] | 0 | [6 empty] | 50mmx 150mm x 6mm Tubular Steel |  |  | 5.825 | 6 | lm | 315.4605 | 1892.7628 | 35 | 210
|  | 1 | 6" CFL Pin Light w/o diffuser | 67 | 67 | pcs | 342.8571 | 22971.4286 | 130 | 8710 | 31681.4286 | 477.9784 | 181.2335 | 659.2118 | 44167.1918 | 44167.1918 | 0 |  | 342.8571 | 50mm x 50mm x 3mm thk. SS cube w/ extruded aluminum and rubber gasket | [5 empty] | 41.475 | 42 | lm | 293.75 | 12337.5 | 60 | 2520
|  | 2 | 150mmX150mm Recessed Pinlight w/ 13W CFL | 88 | 88 | pcs | 797.1429 | 70148.5714 | 130 | 11440 | 81588.5714 | 1111.2997 | 181.2335 | 1292.5331 | 113742.9165 | 113742.9165 | 0 |  | 797.1429 |  |  |  | 0.60mm thk. SS End-Flashing |  |  | 5.83 | 6 | lm | 571.4286 | 3428.5714 | 150 | 900
|  | 3 | Porcelain Receptacle w/ 15W CFL | 4 | 4 | pcs | 247.619 | 990.4762 | 130 | 520 | 1510.4762 | 345.2066 | 181.2335 | 526.4401 | 2105.7602 | 2105.7602 | 0 |  | 247.619 |  |  |  | 300mmx 300mmx 20mm thk plate w/ |  |  | 2 | 2 | pcs | 847.8 | 1695.6 | 151 | 302
|  | 4 | 100X100X200mm Wall lamp w/ Glass Diffuser Alum | 18 | 18 | pcs | 1885.7143 | 33942.8571 | 210 | 3780 | 37722.8571 | 2628.881 | 292.7617 | 2921.6427 | 52589.5688 | 52589.5688 | 0 |  | 1885.7143 |  |  |  | 350mm x 450mmx 20mm thk. base plate w/ |  |  | 2 | 2 | pcs | 1483.2 | 2966.4 | 152 | 304
|  |  | CAS Body powder coated finish and 18W Warm White CFL | [8 empty] | 0 | 0 | 0 | 0 | 0 | 0 | [5 empty] | 50mmx 300mm x 6mm Tubular Steel |  |  | 52.575 | 54 | lm | 1060.7143 | 57278.5714 | 130 | 7020
|  | 5 | Wall Lamp | 3 | 3 | pcs | 1542.8571 | 4628.5714 | 210 | 630 | 5258.5714 | 2150.9026 | 292.7617 | 2443.6644 | 7330.9931 | 7330.9931 | 0 |  | 1542.8571 |  |  |  | 20mmØ anchor bolts |  |  | 16 | 16 | pcs | 160 | 2560 | 35 | 560
|  | 6 | 600mmX1200mm Lighting fixture w/ 4-36W Fluorescent | 44 | 44 | pcs | 3333.3333 | 146666.6667 | 210 | 9240 | 155906.6667 | 4647.0118 | 292.7617 | 4939.7736 | 217350.0365 | 217350.0365 | 0 |  | 3333.3333 |  |  |  | primer paint |  |  | 58 | 60 | sq.m | 65 | 3900 | 65 | 3900
|  |  | Lamp, 220V 60HZ (Phillips) w/ Mirrorized Louvers | [8 empty] | 0 | 0 | 0 | 0 | 0 | 0 | [5 empty] | welding |  |  | 1 | 1 | lot | 2000 | 2000 | 500 | 500
|  | 7 | Emergency Light | 25 | 25 | pcs | 2952.381 | 73809.5238 | 210 | 5250 | 79059.5238 | 4115.9247 | 292.7617 | 4408.6865 | 110217.1623 | 110217.1623 | 0 |  | 2952.381 |  |  |  | consumables |  |  | 1 | 1 | lot | 2000 | 2000 | 1000 | 1000 |  |  |  | "FF-06" TILE INSTALLATION (per sq m) |  |  | unit | kci qty | qty | um | tm | ul | tl
|  | 8 | Exit Light | 4 | 4 | pcs | 2285.7143 | 9142.8571 | 210 | 840 | 9982.8571 | 3186.5224 | 292.7617 | 3479.2841 | 13917.1365 | 13917.1365 | 0 |  | 2285.7143 | [10 empty] | 310570.1199 |  | 40781 |  |  |  | 600mmx600mm tiles |  |  | pc | 2.77 | 3 | 327.1028 | 981.3084 | 71.7 | 215.1
[12 empty] | 0 | 0 | 0 | 0 | 0 | 0 | [18 empty] | tile adhesive |  |  | bag | 0.25 | 0.25 | 268.8679 | 67.217 |  | 0
| B. | WIRES & CABLES |  |  |  |  | 0.87 |  | 0.85 |  |  | 1.2129 | 1.185 | 2.3979 | 0 | 0 | 0 | [18 empty] | tile grout |  |  | kg | 0.25 | 0.35 | 34.9057 | 12.217 |  | 0
|  | 1 | 2.0mm² THHN | 2284 | 2450 | lm | 17.2414 | 42241.3793 | 5.8824 | 14411.7647 | 56653.144 | 24.0363 | 8.2006 | 32.2369 | 78980.3488 | 78980.3488 | 0 |  | 15 |  | 5 | [14 empty] | mortar (topping) included @ other item |  |  | sq m | 1 | 1 | 0 | 0 | 0 | 0
|  | 2 | 3.5mm² THHN | 6464 | 6880 | lm | 25.2874 | 173977.0115 | 8.2353 | 56658.8235 | 230635.835 | 35.2532 | 11.4809 | 46.734 | 321530.2349 | 321530.2349 | 0 |  | 22 |  | 7 | [21 empty] | 1060.7424 |  | 215.1
|  | 3 | 5.5mm² THHN | 1087 | 1215 | lm | 37.931 | 46086.2069 | 18.8235 | 22870.5882 | 68956.7951 | 52.8798 | 26.2419 | 79.1217 | 96132.9124 | 96132.9124 | 0 |  | 33 |  | 16
|  | 4 | 8mm² THHN | 1771 | 1880 | lm | 60.9195 | 114528.7356 | 18.8235 | 35388.2353 | 149916.9709 | 84.9281 | 26.2419 | 111.1701 | 208999.7804 | 208999.7804 | 0 |  | 53 |  | 16
|  | 5 | 14mm² THHN | 21 | 23 | lm | 95.4023 | 2194.2529 | 29.4118 | 676.4706 | 2870.7235 | 133.0007 | 41.003 | 174.0037 | 4002.0858 | 4002.0858 | 0 |  | 83 |  | 25 | [14 empty] | "WF-" Wall TILE INSTALLATION (per sq m) |  |  | unit | kci qty | qty | um | tm | ul | tl
|  | 6 | 22mm² THHN | 24 | 27 | lm | 149.4253 | 4034.4828 | 45.8824 | 1238.8235 | 5273.3063 | 208.3143 | 63.9648 | 272.2791 | 7351.535 | 7351.535 | 0 |  | 130 |  | 39 | [14 empty] | 600mmx200mm tiles "Accent" |  |  | pc | 8.33 | 9 | 122.6415 | 1103.7736 | 23.9 | 215.1
|  | 7 | 30mm² THHN | 9 | 11 | lm | 218.3908 | 2402.2989 | 67.0588 | 737.6471 | 3139.9459 | 304.4594 | 93.4869 | 397.9463 | 4377.4097 | 4377.4097 | 0 |  | 190 |  | 57 | [14 empty] | tile adhesive |  |  | bag | 0.25 | 0.25 | 245.283 | 61.3208 |  | 0
|  | 8 | 50mm² THHN | 34 | 47 | lm | 356.3218 | 16747.1264 | 109.4118 | 5142.3529 | 21889.4794 | 496.7495 | 152.5313 | 649.2809 | 30516.2008 | 30516.2008 | 0 |  | 310 |  | 93 | [14 empty] | tile grout |  |  | kg | 0.25 | 0.35 | 34.9057 | 12.217 |  | 0
|  | 9 | 150mm² THHN | 27 | 37 | lm | 1018.3908 | 37680.4598 | 311.7647 | 11535.2941 | 49215.7539 | 1419.7422 | 434.6323 | 1854.3745 | 68611.8569 | 68611.8569 | 0 |  | 886 |  | 265 | [14 empty] | mortar (topping) included @ other item |  |  | sq m | 1 | 1 | 0 | 0 | 0 | 0
|  | 10 | 250mm² THHN | 102 | 125 | lm | 1650.5747 | 206321.8391 | 505.8824 | 63235.2941 | 269557.1332 | 2301.0721 | 705.2524 | 3006.3244 | 375790.5546 | 375790.5546 | 0 |  | 1436 |  | 430 | [21 empty] | 1177.3113 |  | 215.1
[12 empty] | 0 | 0 | 0 | 0 | 0 | 0
| C. | SWITCHES & OUTLETS | [9 empty] | 0 | 0 | 0 | 0 | 0 | 0
|  | 1 | One Gang switch | 24 | 24 | sets | 108.046 | 2593.1034 | 44.7059 | 1072.9412 | 3666.0446 | 150.6273 | 62.3246 | 212.9519 | 5110.8458 | 5110.8458 | 0 |  | 94 |  | 38 | [14 empty] | "WF-" Wall TILE INSTALLATION (per sq m) |  |  | unit | kci qty | qty | um | tm | ul | tl
|  | 2 | Two Gang switch | 6 | 6 | sets | 163.2184 | 979.3103 | 52.9412 | 317.6471 | 1296.9574 | 227.5433 | 73.8055 | 301.3488 | 1808.0929 | 1808.0929 | 0 |  | 142 |  | 45 | [14 empty] | 600mmx200mm tiles "Field" |  |  | pc | 8.33 | 9 | 134.9057 | 1214.1509 | 23.9 | 215.1
|  | 3 | Three Gang switch | 3 | 3 | sets | 235.6322 | 706.8966 | 72.9412 | 218.8235 | 925.7201 | 328.4957 | 101.6876 | 430.1832 | 1290.5496 | 1290.5496 | 0 |  | 205 |  | 62 | [14 empty] | tile adhesive |  |  | bag | 0.25 | 0.25 | 245.283 | 61.3208 |  | 0
|  | 4 | Three Way switch | 4 | 4 | sets | 168.9655 | 675.8621 | 51.7647 | 207.0588 | 882.9209 | 235.5554 | 72.1654 | 307.7208 | 1230.8831 | 1230.8831 | 0 |  | 147 |  | 44 | [14 empty] | tile grout |  |  | kg | 0.25 | 0.35 | 34.9057 | 12.217 |  | 0
|  | 5 | 2-Gang CO w/ ground rod | 104 | 104 | sets | 275.8621 | 28689.6552 | 84.7059 | 8809.4118 | 37499.0669 | 384.5803 | 118.0888 | 502.6691 | 52277.5821 | 52277.5821 | 0 |  | 240 |  | 72 | [14 empty] | mortar (topping) included @ other item |  |  | sq m | 1 | 1 | 0 | 0 |  | 0
|  | 6 | 1-Gang CO w/ ground | 5 | 5 | sets | 180.4598 | 902.2989 | 55.2941 | 276.4706 | 1178.7694 | 251.5796 | 77.0857 | 328.6653 | 1643.3267 | 1643.3267 | 0 |  | 157 |  | 47 | [21 empty] | 1287.6887 |  | 215.1
|  | 7 | 2-Gang CO w/ ground slot wp | 10 | 10 | sets | 758.6207 | 7586.2069 | 155.2941 | 1552.9412 | 9139.1481 | 1057.5958 | 216.4961 | 1274.0919 | 12740.9187 | 12740.9187 | 0 |  | 660 |  | 132
[12 empty] | 0 | 0 | 0 | 0 | 0 | 0
| D. | PANEL BOARDS |  |  |  |  | 0.87 |  |  |  |  | 1.2129 | 0 | 1.2129 | 0 | 0 | 0
|  | 1 | 400A 3P MCB in NEMA 4X | 1 | 1 | set | 20235.6322 | 20235.6322 | 4117.6471 | 4117.6471 | 24353.2792 | 28210.5665 | 5740.4264 | 33950.9929 | 33950.9929 | 33950.9929 | 0 |  | 17605 |  | 3500
|  | 2 | 70A 3P Lugs only, 18-20A2PCB | 1 | 1 | set | 24827.5862 | 24827.5862 | 5882.3529 | 5882.3529 | 30709.9391 | 34612.2259 | 8200.6091 | 42812.835 | 42812.835 | 42812.835 | 0 |  | 21600 |  | 5000
|  | 3 | 100A 3P Lugs only, 18-20A2PCB | 1 | 1 | set | 24827.5862 | 24827.5862 | 5882.3529 | 5882.3529 | 30709.9391 | 34612.2259 | 8200.6091 | 42812.835 | 42812.835 | 42812.835 | 0 |  | 21600 |  | 5000 | [14 empty] | PEBBLES(per sq m) |  | unit | kci qty | qty | um | tm | ul | tl
|  | 4 | 300A 3P Lugs only, 2-20A2PCB | 1 | 1 | set | 25280.4598 | 25280.4598 | 4117.6471 | 4117.6471 | 29398.1068 | 35243.5785 | 5740.4264 | 40984.0049 | 40984.0049 | 40984.0049 | 0 |  | 21994 |  | 3500 | [15 empty] | sand | cu m | 0.008 | 0.01 | 1000 | 10 | 600 | 6
|  | 5 | 2-30A 2PCB, 9-50A2PCB, 5-50A3PCB | 1 | 1 | set | 49827.5862 | 49827.5862 | 5882.3529 | 5882.3529 | 55709.9391 | 69464.8145 | 8200.6091 | 77665.4236 | 77665.4236 | 77665.4236 | 0 |  | 43350 |  | 5000 | [15 empty] | cement | bag | 0.144 | 0.17 | 213.9535 | 36.3721 | 150 | 25.5
|  |  | 400A 3PCB, 1-70A3PCB, 1-100A3PCB | [8 empty] | 0 | 0 | 0 | 0 | 0 | 0 | [19 empty] | pebbles | bag | 5 | 5 | 47.619 | 238.0952 | 20 | 100
|  | 6 | 20A 2P w/ NEMA 3R | 2 | 2 | sets | 1206.8966 | 2413.7931 | 305.8824 | 611.7647 | 3025.5578 | 1682.5388 | 426.4317 | 2108.9704 | 4217.9409 | 4217.9409 | 0 |  | 1050 |  | 260 | [20 empty] | 284.4673 |  | 131.5
|  | 7 | 30A 2P w/ NEMA 3R | 2 | 2 | sets | 1206.8966 | 2413.7931 | 305.8824 | 611.7647 | 3025.5578 | 1682.5388 | 426.4317 | 2108.9704 | 4217.9409 | 4217.9409 | 0 |  | 1050 |  | 260
|  | 8 | 50A 2P w/ NEMA 3R | 9 | 9 | sets | 1206.8966 | 10862.069 | 305.8824 | 2752.9412 | 13615.0101 | 1682.5388 | 426.4317 | 2108.9704 | 18980.7339 | 18980.7339 | 0 |  | 1050 |  | 260 | [14 empty] | Ramp railing |  | unit | kci qty | qty | um | tm | ul | tl
|  | 9 | 50A 3P w/ NEMA 3R | 5 | 5 | sets | 3333.3333 | 16666.6667 | 470.5882 | 2352.9412 | 19019.6078 | 4647.0118 | 656.0487 | 5303.0605 | 26515.3027 | 26515.3027 | 0 |  | 2900 |  | 400 | [14 empty] | 38mm dia. B.I pipe |  | lm | 26 | 30 | 257.1429 | 7714.2857 | 150 | 4500
|  | 10 | 1/2" Flexible Pipe | 240 | 247 | mts | 31.7813 | 7849.9921 | 12.9412 | 3196.4706 | 11046.4626 | 44.3065 | 18.0413 | 62.3478 | 15399.9127 | 15399.9127 | 0 |  | 27.6498 |  | 11 | [14 empty] | 6mm thk steel plate w/ 50mm long bar |  | pcs | 10 | 10 | 250 | 2500 | 65 | 650
|  | 11 | 1/2" Flexible Connector | 240 | 247 | pcs | 18.3908 | 4542.5287 | 7.0588 | 1743.5294 | 6286.0581 | 25.6387 | 9.8407 | 35.4794 | 8763.4159 | 8763.4159 | 0 |  | 16 |  | 6 | [14 empty] | 6mm thk steel plate w/ 12mmØ 75mm long bar |  | pcs | 10 | 10 | 280 | 2800 | 70 | 700
|  | 12 | Electrical Tape Big | 95 | 100 | pcs | 28.7356 | 2873.5632 | 10.5882 | 1058.8235 | 3932.3867 | 40.0604 | 14.7611 | 54.8215 | 5482.1543 | 5482.1543 | 0 |  | 25 |  | 9 | [14 empty] | plain cement w/ 10mmx10mm reveal |  | sq.m | 5.4 | 6 | 160 | 960 | 145 | 870
|  | 13 | Sub-meter | 2 | 2 | units | 15238.0952 | 30476.1905 | 7058.8235 | 14117.6471 | 44593.8375 | 21243.4826 | 9840.7309 | 31084.2135 | 62168.4269 | 62168.4269 | 0 |  | 25 |  | 6000 | [14 empty] | plain cement w/ 10mmx10mm reveal |  | sq.m | 5.4 | 6 | 160 | 960 | 145 | 870
[12 empty] | 0 | 0 | 0 | 0 | 0 | 0 | [18 empty] | automotive lacquer paint |  | lm | 26 | 32 | 90 | 2880 | 90 | 2880
| E. | TELEPHONE & DATA | [9 empty] | 0 | 0 | 0 | 0 | 0 | 0 | [18 empty] | concrete |  | cu.m | 1.08 | 1.25 | 3619.0476 | 4523.8095 | 800 | 1000
|  | 1 | # 22/3C Telephone wire | 1337 | 1446 | lm | 10 | 14460 | 4.7059 | 6804.7059 | 21264.7059 | 13.941 | 6.5605 | 20.5015 | 29645.2018 | 29645.2018 | 0 |  |  |  | 4 | [14 empty] | rebar |  | kgs | 63.8176 | 75 | 31.4286 | 2357.1429 | 12 | 900
|  | 2 | CAT 5 UTP Cable | 1113 | 1320 | lm | 25 | 33000 | 10.5882 | 13976.4706 | 46976.4706 | 34.8526 | 14.7611 | 49.6137 | 65490.0641 | 65490.0641 | 0 |  |  |  | 9 | [14 empty] | formworks |  | sq.m | 2.7 | 3 | 220 | 660 | 200 | 600
|  | 3 | 1 - Gang Telephone Outlet | 33 | 33 | sets | 258 | 8514 | 117.6471 | 3882.3529 | 12396.3529 | 359.6787 | 164.0122 | 523.6909 | 17281.7996 | 17281.7996 | 0 |  |  |  | 100 | [14 empty] | consumables |  | lot | 1 | 1 | 1000 | 1000 | 800 | 800
|  | 4 | 1 - Gang Data Outlet | 33 | 33 | sets | 456 | 15048 | 117.6471 | 3882.3529 | 18930.3529 | 635.7112 | 164.0122 | 799.7234 | 26390.8721 | 26390.8721 | 0 |  |  |  | 100 | [20 empty] | 26355.2381 |  | 13770
|  | 1 | Telephone Terminal Cabinet | 1 | 1 | pc | 4500 | 4500 | 1058.8235 | 1058.8235 | 5558.8235 | 6273.4659 | 1476.1096 | 7749.5756 | 7749.5756 | 7749.5756 | 0 |  |  |  | 900
|  | 2 | Data Cabinet | 1 | 1 | pc | 15000 | 15000 | 3529.4118 | 3529.4118 | 18529.4118 | 20911.5532 | 4920.3654 | 25831.9186 | 25831.9186 | 25831.9186 | 0 |  |  |  | 3000
|  | 3 | 2RU cable management | 1 | 1 | unit | 12000 | 12000 | 529.4118 | 529.4118 | 12529.4118 | 16729.2425 | 738.0548 | 17467.2973 | 17467.2973 | 17467.2973 | 0 |  |  |  | 450 | [9 empty] | 40999
|  | 4 | Patch panel 24 Port | 2 | 2 | pcs | 5612 | 11224 | 2352.9412 | 4705.8824 | 15929.8824 | 7823.7091 | 3280.2436 | 11103.9527 | 22207.9054 | 22207.9054 | 0 |  |  |  | 2000
|  | 5 | Miscellaneous | 1 | 1 | lot | 13488.3721 | 13488.3721 | 8823.5294 | 8823.5294 | 22311.9015 | 18804.1873 | 12300.9136 | 31105.101 | 31105.101 | 31105.101 | 0 |  |  |  | 7500 | DESCRIPTION | QTY | UNIT | UNIT PRICE (Php) |  |  | AMOUNT (Php) | [6 empty] | top | SB
[16 empty] | 0 |  |  |  |  | 1. LAVATORY COUNTERTOP, Dim. 600mm x 1800mm with 150mm Splash Board and 200mm Fascia Board | [9 empty] | 0.6 | 1.8 | 1.08 | 2.4 | 0.6 | 0.15
| SUBTOTAL III | [6 empty] | 1400979.8978 |  | 364281.7647 | 1765261.6625 |  |  |  | 2460957.539 | 2460957.539 | 0 |  |  |  | MATERIAL | JET BLACK | 2.268 | m2 | P | 2300 | /m2 | P | 5216.4 |  | 0.15 | 1.8 | 0.27 | 1.95 | 1.8 | 0.6
VI | PLUMBING WORKS (MODEL UNITS EXCLUDED) | [14 empty] | 0 | [10 empty] | Material Cost : | P | 5216.4 |  | 0.15 | 0.6 | 0.09 | 0.75 | 0.15 | 1.8
| A. | TOILET/KITCHEN FIXTURES | [13 empty] | 0 | [14 empty] | 0.15 | 0.6 | 0.09 | 0.75 |  | 0.6
|  | 1 | Water closet (OSM) | 10 | 10 | sets |  | 0 | 850 | 8500 | 8500 | 0 | 1184.988 | 1184.988 | 11849.8801 | 11849.8801 | 0 |  |  |  | LABOR | Installation works | 1.89 | m2 | P | 400 | /m2 | P | 756 |  | 0.2 | 1.8 | 0.36 | 2 |  | 0.2
|  | 2 | Urinal (OSM) | 3 | 3 | sets |  | 0 | 850 | 2550 | 2550 | 0 | 1184.988 | 1184.988 | 3554.964 | 3554.964 | 0 |  |  |  |  | Cutting Works | 7.85 | m2 |  | 100 | /m2 |  | 785
|  | 3 | Lavatory (OSM) | 7 | 7 | sets |  | 0 | 700 | 4900 | 4900 | 0 | 975.8725 | 975.8725 | 6831.1074 | 6831.1074 | 0 |  |  |  |  | Top Flat Edge Polished | 2.55 | lm |  | 400 | /lm |  | 1020
|  | 4 | Lavatory Faucet (OSM) | 7 | 7 | sets |  | 0 | 400 | 2800 | 2800 | 0 | 557.6414 | 557.6414 | 3903.4899 | 3903.4899 | 0 |  |  |  |  | SB Flat Edge Polished | 3.35 | lm |  | 400 | /lm |  | 1340
|  | 5 | Stainless Steel Kitchen Sink | 2 | 2 | sets | 3738.3178 | 7476.6355 | 500 | 1000 | 8476.6355 | 5211.602 | 697.0518 | 5908.6538 | 11817.3076 | 11817.3076 | 0 |  |  |  |  | Sink Hole | 2 | hole |  | 500 | /hole |  | 1000 |  |  |  | 1.89 | 7.85 | 2.55 | 3.35
|  | 6 | Kitchen Sink Faucet | 2 | 2 | sets | 1800 | 3600 | 500 | 1000 | 4600 | 2509.3864 | 697.0518 | 3206.4382 | 6412.8763 | 6412.8763 | 0 | [9 empty] | Labor Cost : | P | 4901
|  | 7 | Slop Sink Faucet (OSM) | 2 | 2 | sets |  | 0 | 300 | 600 | 600 | 0 | 418.2311 | 418.2311 | 836.4621 | 836.4621 | 0 | [9 empty] | Sub-Total Materials and Labor Cost : | P | 10117.4
|  | 8 | Hygienical Spray (OSM) | 10 | 10 | sets |  | 0 | 350 | 3500 | 3500 | 0 | 487.9362 | 487.9362 | 4879.3624 | 4879.3624 | 0
|  | 9 | Floor Drain | 12 | 12 | sets | 523.8095 | 6285.7143 | 250 | 3000 | 9285.7143 | 730.2447 | 348.5259 | 1078.7706 | 12945.2472 | 12945.2472 | 0
|  | 10 | Grease Trap 5GPM | 2 | 2 | sets | 5714.2857 | 11428.5714 | 1500 | 3000 | 14428.5714 | 7966.306 | 2091.1553 | 10057.4613 | 20114.9226 | 20114.9226 | 0 | [17 empty] | top | SB
|  | 11 | Miscellaneous | 1 | 1 | lot | 10000 | 10000 | 4000 | 4000 | 14000 | 13941.0354 | 5576.4142 | 19517.4496 | 19517.4496 | 19517.4496 | 0 |  |  |  | ITEM | DESCRIPTION | QTY | UNIT | UNIT PRICE (Php) |  |  | AMOUNT (Php)
|  | 12 | Sub-meter | 2 | 2 | sets | 8737.8641 | 17475.7282 | 2000 | 4000 | 21475.7282 | 12181.4873 | 2788.2071 | 14969.6944 | 29939.3887 | 29939.3887 | 0 |  |  |  | ITEM | DESCRIPTION | QTY | UNIT | UNIT PRICE (Php) |  |  | AMOUNT (Php)
|  | 13 | Weida PVC Septic Tank 6800 L Capacity (for 34 persons) | 1 | 1 | unit | 147465.4378 | 147465.4378 | 5000 | 5000 | 152465.4378 | 205582.0894 | 6970.5177 | 212552.6071 | 212552.6071 | 212552.6071 | 0 |  |  |  | ITEM | DESCRIPTION | QTY | UNIT | UNIT PRICE (Php) |  |  | AMOUNT (Php)
[12 empty] | 0 | 0 | 0 | 0 | 0 | 0 |  |  |  | 2. LAVATORY COUNTERTOP, Dim. 600mm x 1000mm with 150mm Splash Board and 200mm Fascia Board | [9 empty] | 0.6 | 1 | 0.6 | 1.6 | 0.6 | 0.15
| B. | TOILET ACCESSORIES | [9 empty] | 0 | 0 | 0 | 0 | 0 | 0 |  |  |  | MATERIAL | JET BLACK | 1.548 | m2 | P | 2300 | /m2 | P | 3560.4 |  | 0.15 | 1 | 0.15 | 1.15 | 1 | 0.6
|  | 1 | American Standard Automatic Hand Dryer | 5 | 5 | pcs | 18122.7907 | 90613.9535 | 1000 | 5000 | 95613.9535 | 25265.0467 | 1394.1035 | 26659.1503 | 133295.7514 | 133295.7514 | 0
|  | 2 | Toilet Paper Holder (OSM) | 10 | 10 | pcs |  | 0 | 250 | 2500 | 2500 | 0 | 348.5259 | 348.5259 | 3485.2589 | 3485.2589 | 0 | [9 empty] | Material Cost : | P | 3560.4 |  | 0.15 | 0.6 | 0.09 | 0.75 | 0.15 | 1
|  | 3 | Stainless Steel Grab Bar | 1 | 1 | set | 3870.9677 | 3870.9677 | 700 | 700 | 4570.9677 | 5396.5298 | 975.8725 | 6372.4023 | 6372.4023 | 6372.4023 | 0 | [13 empty] | 0.15 | 0.6 | 0.09 | 0.75 |  | 0.6
|  | 4 | 1100mm x 60mm x 6mm THK mirror on 6mm THK marine plywood backing | 7 | 7 | sets | 2337.1111 | 16359.7778 | 1200 | 8400 | 24759.7778 | 3258.1749 | 1672.9243 | 4931.0991 | 34517.6939 | 34517.6939 | 0 |  |  |  | LABOR | Installation works | 1.29 | m2 | P | 400 | /m2 | P | 516 |  | 0.2 | 1.8 | 0.36 | 2 |  | 0.2
|  | 5 | Ga. 18 steel shelving 250mm x 600mm | 2 | 2 | pcs | 3000 | 6000 | 450 | 900 | 6900 | 4182.3106 | 627.3466 | 4809.6572 | 9619.3145 | 9619.3145 | 0 |  |  |  |  | Cutting Works | 6.25 | m2 |  | 100 | /m2 |  | 625
|  | 6 | Mop Rack | 2 | 2 | pcs | 3500 | 7000 | 450 | 900 | 7900 | 4879.3624 | 627.3466 | 5506.709 | 11013.418 | 11013.418 | 0 |  |  |  |  | Top Flat Edge Polished | 1.75 | lm |  | 400 | /lm |  | 700
|  | 7 | Aluminum Tile Trim | 41.04 | 42 | lm | 186.0465 | 7813.9535 | 165 | 6930 | 14743.9535 | 259.3681 | 230.0271 | 489.3952 | 20554.5978 | 20554.5978 | 0 |  |  |  |  | SB Flat Edge Polished | 2.55 | lm |  | 400 | /lm |  | 1020
|  | 8 | 1.2mm THK Stainless Steel End Cap | 1.2 | 2.4 | lm | 1720.9302 | 4130.2326 | 260 | 624 | 4754.2326 | 2399.1549 | 362.4669 | 2761.6219 | 6627.8925 | 6627.8925 | 0 |  |  |  |  | Sink Hole | 1 | hole |  | 500 | /hole |  | 500
|  | 9 | 1.2mm THK Stainless Steel End Cap | 1.2 | 2.4 | lm | [20 empty] | Labor Cost : | P | 3361 |  |  |  | 1.29 | 6.25 | 1.75 | 2.55
[16 empty] | 0 | [10 empty] | Sub-Total Materials and Labor Cost : | P | 6921.4
| SUBTOTAL VI | [6 empty] | 339520.9722 |  | 69804 | 409324.9722 |  |  |  | 570641.3942 | 570641.3942 | 0
[11 empty] | 6993259.6077 |  |  |  |  | 9749328
| GRAND TOTAL AMOUNT (VAT INC.) | [6 empty] | 5172886.1842 |  | 1820373.4235 | 6993259.6077 | 9750000.129 |  |  |  | 9749328 | 672.129
[21 empty] | ITEM | DESCRIPTION | QTY | UNIT | UNIT PRICE (Php) |  |  | AMOUNT (Php) | [6 empty] | top | SB
[21 empty] | 3. LAVATORY COUNTERTOP, Dim. 600mm x 2250mm with 100mm Splash Board and 65mm Fascia Board | [9 empty] | 0.6 | 2.25 | 1.35 | 2.85 | 0.6 | 0.1
[21 empty] | MATERIAL | JET BLACK | 2.2095 | m2 | P | 2300 | /m2 | P | 5081.85 |  | 0.1 | 2.25 | 0.225 | 2.35 | 2.25 | 0.6
[27 empty] | Material Cost : | P | 5081.85 |  | 0.1 | 0.6 | 0.06 | 0.7 | 0.1 | 2.25
Prepared by: | [30 empty] | 0.1 | 0.6 | 0.06 | 0.7 |  | 0.6
[21 empty] | LABOR | Installation works | 1.8413 | m2 | P | 400 | /m2 | P | 736.5 |  | 0.065 | 2.25 | 0.14625 | 2.315 |  | 0.1
For KONSTRUKTURA | [21 empty] | Cutting Works | 8.915 | m2 |  | 100 | /m2 |  | 891.5
[22 empty] | Top Flat Edge Polished | 2.95 | lm |  | 400 | /lm |  | 1180
[22 empty] | SB Flat Edge Polished | 3.65 | lm |  | 400 | /lm |  | 1460
Engr. Gerald Borja | [21 empty] | Sink Hole | 1 | hole |  | 500 | /hole |  | 500 |  |  |  | 1.8413 | 8.915 | 2.95 | 3.65
Engineering Department | [26 empty] | Labor Cost : | P | 4768
[27 empty] | Sub-Total Materials and Labor Cost : | P | 9849.85
[21 empty] | ITEM | DESCRIPTION | QTY | UNIT | UNIT PRICE (Php) |  |  | AMOUNT (Php) | [6 empty] | top | SB
[21 empty] | 4. LAVATORY COUNTERTOP, Dim. 600mm x 3200mm with 100mm Splash Board and 65mm Fascia Board | [9 empty] | 0.6 | 3.2 | 1.92 | 3.8 | 0.6 | 0.1
[13 empty] | DC |  | 6993259.6077 | [5 empty] | MATERIAL | JET BLACK | 3.0816 | m2 | P | 2300 | /m2 | P | 7087.68 |  | 0.1 | 3.2 | 0.32 | 3.3 | 3.2 | 0.6
[27 empty] | Material Cost : | P | 7087.68 |  | 0.1 | 0.6 | 0.06 | 0.7 | 0.1 | 3.2
[9 empty] | Mobilization |  | incl | CONT | 209797.7882 |  | 7203057.3959 | [15 empty] | 0.1 | 0.6 | 0.06 | 0.7 |  | 0.6
[9 empty] | Demobilization |  | incl | OH | 328828.3499 |  | 7531885.7459 | [5 empty] | LABOR | Installation works | 2.568 | m2 | P | 400 | /m2 | P | 1027.2 |  | 0.065 | 3.2 | 0.208 | 3.265 |  | 0.1
[9 empty] | Bonds/Ins |  | by owner | OTHERS |  |  | 7531885.7459 | [6 empty] | Cutting Works | 11.765 | m2 |  | 100 | /m2 |  | 1176.5
[9 empty] | Permits |  | by owner | PROF | 1129782.8619 |  | 8661668.6078 | [6 empty] | Top Flat Edge Polished | 3.9 | lm |  | 400 | /lm |  | 1560
[8 empty] | ?? | Contractors Tax |  |  | TAX | 866166.8608 |  | 9527835.4685 |  | 222164.6605 |  |  |  |  | SB Flat Edge Polished | 4.6 | lm |  | 400 | /lm |  | 1840
[9 empty] | Supervision |  | incl | [10 empty] | Sink Hole | 1 | hole |  | 500 | /hole |  | 500 |  |  |  | 2.568 | 11.765 | 3.9 | 4.6
[9 empty] | TK/Foreman |  | 64761.9048 | GT W/O VAT | 2534575.8608 |  | 9749328 | [11 empty] | Labor Cost : | P | 6103.7
[9 empty] | ofc staff |  | 30000 | GT W/VAT | 2534575.8608 |  | 221492.5315 | [11 empty] | Sub-Total Materials and Labor Cost : | P | 13191.38
[9 empty] | ofc suppplies |  | 15000
[9 empty] | Transportation Staff |  | 18000
[9 empty] | Communication |  | 18000
[8 empty] | xx | Tools/equipt.
[9 empty] | Barracks |  | 37209.3023
[9 empty] | temfacil |  | incl
[8 empty] | xx | TOILET | [12 empty] | facial mirror |  |  | unit | kci qty | qty | um | tm | ul | tl
[9 empty] | H. Keeping |  | 16000 | [10 empty] | 6mm THK mirror |  |  | sq.ft | 7.1005 | 8 | 200 | 1600 |  | 0
[9 empty] | Demolition |  | incl | [10 empty] | edge polish |  |  | lm | 3.4 | 3.5 | 20 | 70 |  | 0
[8 empty] | xx | handling | [12 empty] | 1" wide beveled |  |  | lm | 3.4 | 3.5 | 16 | 56 |  | 0
[8 empty] | xx | hauling materials | [12 empty] | plywood backing |  |  | sq.m | 0.66 | 0.8 | 138.8889 | 111.1111 |  | 0
[8 empty] | xx | hauling out of debris | [12 empty] | consumables |  |  | lot | 1 | 1 | 500 | 500 |  | 0
[8 empty] | xx | utilities water | [19 empty] | 2337.1111 |  | 0
[8 empty] | xx?? | utilities electric
[9 empty] | temp util deposits |  | 15000
[8 empty] | xx | safety
[9 empty] | Rep |  | 15000
[9 empty] | bodegero w/ cellphone |  | 42857.1429 | [10 empty] | 6mm THK coated glass |  |  | sq.m | 12.6 | 13 | 3752.9302 | 48788.093 | 1313.5256 | 17075.8326
[9 empty] | Professional Fee |  | none | [10 empty] | consumables |  |  | lot | 1 | 1 | 2000 | 2000 | 1000 | 1000
[9 empty] | reports |  | 10000 | [17 empty] | 50788.093 |  | 18075.8326
Plans
[9 empty] | As-built plans |  | incl
[9 empty] | Shop drawing |  | 3500
[9 empty] | Board up |  | incl
[9 empty] | Signboards |  | 3500
[9 empty] | Signals & warnings |  | 3500
[9 empty] | Sec guard |  | 0
[9 empty] | Protection of prop |  | 12000
[9 empty] | exhaust fans/vac |  | none
[9 empty] | ads |  | 8500
[9 empty] | messenger |  | 8500
[9 empty] | janitor |  | none
[8 empty] | xx | Testing and Commissioning
[9 empty] | Restoration |  | none
[9 empty] | Nurse |  | none
[9 empty] | Final Cleaning |  | 7500
Scaffolding
[9 empty] | Line/Grade |  | by owner
[8 empty] | xx | Health Certificate
Warranty
Note on E50: KCI PC#04-1: ung 85 para sa stair under slab (main & fire exit stair)
Note on E51: KCI PC#04-1: yung 46 sq.m para sa ficemboard parapet
Note on H55: KCI PC#04-1: kasama painting dito
Note on J55: KCI PC#04-1: kasama painting dito
Note on H56: KCI PC#04-1: kasama painting dito
Note on J56: KCI PC#04-1: kasama painting dito
Note on H58: KCI PC#04-1: kasama paintng dito
Note on J58: KCI PC#04-1: kasama painting dito
Note on E62: KCI PC#04-1: ilalim ng hagdan (main stair at fire exit)
Note on H72: KCI PC#04-1: kasama na hamba at pintura ng hamba( labor & material)
Note on H73: KCI PC#04-1: kasama na hamba at pintura ng hamba( labor & material)
Note on H74: KCI PC#04-1: kasama na hamba at pintura ng hamba( labor & material)
Note on H75: KCI PC#04-1: kasama na hamba at pintura ng hamba( labor & material)
Note on H76: KCI PC#04-1: kasama na hamba at pintura ng hamba( labor & material)
Note on D77: KCI PC#04-1: By: Rapid Forming
Note on H77: KCI PC#04-1: POWDER COATED FINISH NA.
Note on D79: KCI PC#04-1: By: Rapid Forming
Note on H79: KCI PC#04-1: POWDER COATED FINISH NA.
Note on E120: KCI PC#04-1: 3 pcs. Per door
Note on E123: 4 pcs. Per door( metal door w/ panic device)
Note on H211: KCI PC#04-1: kasama na dito ung sa meter post
Note on W211: KCI PC#04-1: kasam na dito ung sa meter post
Note on D225: KCI PC#04-1: 5GPM
Note on H227: KCI PC#04-1: ung 2000 para sa magiging add'l na tubo
Note on D228: KCI PC#04-1: for 34 persons,
Note on D235: KCI PC#04-1: at slop sink
Note on H235: KCI PC#04-1: pinresyohan q lang.
Note on D236: KCI PC#04-1: at slop sink
Note on H236: KCI PC#04-1: pinresyohan q lang.
Note on D238: KCI PC#04-1: @ slop sink
Note on L285: PPE

## Archi-Elec-Plumb (FINAL) (5)
Project | : |  | Vertis North Sales Pavilion
Location | : |  | Edsa, North Triangle, Brgy. Bagong Pag-asa Quezon City
Subject | : |  | Bill of Quantities for Architectural,Electrical & Plumbing Works
Date | : |  | 2015-03-09 11:06
[36 empty] | GUARANTEE BOND |  |  |  | 3450000
[36 empty] | Net Premium | [5 empty] | 20700
[36 empty] | Doc. Stamps Tax | [5 empty] | 2617.5
ITEM | DESCRIPTION |  |  | KCI QTY | QTY | UNIT | UM | TM | UL | TL | DC | UNIT RATE |  |  | GROSS AMOUNT | [20 empty] | 12% VAT | [5 empty] | 2484
[12 empty] | MATERIAL | LABOR | TOTAL | [21 empty] | LGT | [5 empty] | 41.4
I | PRELIMINARIES | [34 empty] | Notarial Fee | [5 empty] | 200
|  | 1 | Mobilization / Demobilization | 1 | 1 | lot | 10000 | 10000 | 10000 | 10000 | 20000 | 13901.7505 | 13901.7505 | 27803.5009 | 27803.5009 | 27803.5009 | 0 | [18 empty] | Total Gross Prem. | [5 empty] | 26042.9
|  | 2 | Temporary Facilities | 1 | 1 | lot | 10000 | 10000 | 8000 | 8000 | 18000 | 13901.7505 | 11121.4004 | 25023.1508 | 25023.1508 | 25023.1508 | 0 | [18 empty] | Note: GUARANTEE BOND EQUALS TO SURETY BOND
|  | 3 | General Cleaning and Clearing of Site | 1 | 1 | lot | 5000 | 5000 | 10000 | 10000 | 15000 | 6950.8752 | 13901.7505 | 20852.6257 | 20852.6257 | 20852.6257 | 0
|  | 4 | Project Supervision (including safety officer) | 1 | 1 | lot |  | 0 | 213333.3333 | 213333.3333 | 213333.3333 | 0 | 296570.6767 | 296570.6767 | 296570.6767 | 296570.6767 | 0 | [18 empty] | PERFORMANCE BOND |  |  |  | 3450000
|  | 5 | Bonds and Insurances | 1 | 1 | lot | 66771.472 | 66771.472 | 2500 | 2500 | 69271.472 | 92824.0342 | 3475.4376 | 96299.4718 | 96299.4718 | 96299.4718 | 0 | [18 empty] | Net Premium | [5 empty] | 18975
|  | 6 | Safety Requirements (Signages,PPE etc.) | 1 | 1 | lot | 35000 | 35000 | 5000 | 5000 | 40000 | 48656.1266 | 6950.8752 | 55607.0019 | 55607.0019 | 55607.0019 | 0 | [18 empty] | Doc. Stamps Tax | [5 empty] | 2401.875
|  | 7 | Health Certificate | 1 | 1 | lot | 108000 | 108000 |  | 0 | 108000 | 150138.9051 | 0 | 150138.9051 | 150138.9051 | 150138.9051 | 0 | [18 empty] | 12% VAT | [5 empty] | 2277
|  | 8 | Permits, Clearances & Licenses (By Owner) | 1 | 1 | lot |  | 0 |  | 0 | 0 | 0 | 0 | 0 | 0 | 0 | 0 | [18 empty] | LGT | [5 empty] | 37.95
|  | 9 | Electric Consumption (Genset) | 1320 | 1320 | hrs. | 390 | 514800 | 76 | 100320 | 615120 | 542.1683 | 105.6533 | 647.8216 | 855124.4749 | 855124.4749 | 0 | [18 empty] | Notarial Fee | [5 empty] | 200
|  | 10 | Water Consumption | 1 | 1 | lot | 46601.9417 | 46601.9417 | 4000 | 4000 | 50601.9417 | 64784.8566 | 5560.7002 | 70345.5567 | 70345.5567 | 70345.5567 | 0 | [18 empty] | Total Gross Prem. | [5 empty] | 23891.825
|  | 11 | Temporary Enclosure | 1 | 1 | lot |  | 0 |  | 0 | 0 | 0 | 0 | 0 | 0 | 0 | 0
|  | 12 | As-built Plans | 1 | 1 | lot | 10000 | 10000 | 15000 | 15000 | 25000 | 13901.7505 | 20852.6257 | 34754.3762 | 34754.3762 | 34754.3762 | 0 | [18 empty] | CARI |  |  |  | 11500000
|  | 13 | Tools and Equipment | 1 | 1 | lot | 45000 | 45000 |  | 0 | 45000 | 62557.8771 | 0 | 62557.8771 | 62557.8771 | 62557.8771 | 0 | [18 empty] | Net Premium | [5 empty] | 17250
|  | 14 | Portable Toilet | 1 | 1 | lot | 32380.9524 | 32380.9524 | 2000 | 2000 | 34380.9524 | 45015.192 | 2780.3501 | 47795.5421 | 47795.5421 | 47795.5421 | 0 | [18 empty] | Doc. Stamps Tax | [5 empty] | 2156.25
|  | 15 | Handling and Hauling of Materials | 1 | 1 | lot | 51650.4854 | 51650.4854 | 22135.9223 | 22135.9223 | 73786.4078 | 71803.216 | 30772.8069 | 102576.0229 | 102576.0229 | 102576.0229 | 0 | [18 empty] | 12% VAT | [5 empty] | 2070
|  | 16 | Hauling out of Debris | 1 | 1 | lot | 15000 | 15000 | 8500 | 8500 | 23500 | 20852.6257 | 11816.4879 | 32669.1136 | 32669.1136 | 32669.1136 | 0 | [18 empty] | LGT | [5 empty] | 34.5
|  | 17 | Testing and Commissioning | 1 | 1 | lot | 10000 | 10000 | 5000 | 5000 | 15000 | 13901.7505 | 6950.8752 | 20852.6257 | 20852.6257 | 20852.6257 | 0 | [18 empty] | Total Gross Prem. | [5 empty] | 21510.75
[16 empty] | 0 | 0
| SUBTOTAL I | [6 empty] | 960204.8515 |  | 405789.2557 | 1365994.1072 |  |  |  | 1898970.9221 | 1898970.9221 | 0 |  |  |  | "FF-02" VINYL TILE INSTALLATION (per sq m) |  |  | unit | kci qty | qty | um | tm | ul | tl
II | ARCHITECTURAL WORKS | [14 empty] | 0 | 0 |  |  |  | 3.0mmx450mmx450mm vinyl tiles |  |  | pc | 4.93 | 5.15 | 145.283 | 748.2075 | 18 | 92.7
| A. | FLOOR FINISHES | [13 empty] | 0 |  |  |  |  | adhesive |  |  | gallon | 0.0493 | 0.05 | 552.381 | 27.619 |  | 0
|  | 1 | FF-01 600x600mm non-skid Homogenous Tiles (TAICERA G68428 bush hammer grey) | 494.8 | 498 | sq. m | 845.4717 | 421044.9057 | 214.6 | 106870.8 | 527915.7057 | 1175.3537 | 298.3316 | 1473.6852 | 733895.2409 | 733895.2409 | 0 |  |  |  | mortar (topping) included @ other item |  |  | sq m | 1 | 1 | 0 | 0 | 0 | 0
|  | 2 | FF-02 450x450mm Vinyl tiles Carpet finish (HANWHA GT-C9710) | 262 | 265 | sq. m | 775.8266 | 205594.0476 | 75 | 19875 | 225469.0476 | 1078.5348 | 104.2631 | 1182.7979 | 313441.4439 | 313441.4439 | 0 | [10 empty] | 775.8266 |  | 92.7
|  | 3 | FF-03 300x300mm non-skid Ceramic tiles (TAICERA G38529 Rustik DK Grey) | 23.6 | 26 | sq. m | 799.434 | 20785.283 | 216 | 5616 | 26401.283 | 1111.3531 | 300.2778 | 1411.631 | 36702.4049 | 36702.4049 | 0
|  | 4 | FF-04 400x200mm non-skid Porcelain tiles (Accent) | 12 | 14 | sq. m | 1281.3208 | 17938.4906 | 214.5 | 3003 | 20941.4906 | 1781.2601 | 298.1925 | 2079.4527 | 29112.3376 | 29112.3376 | 0
|  | 5 | FF-04a 600x200mm non-skid Porcelain tiles (Field) COTTO Cement Wood City Lt. Grey | 28.5 | 31 | sq. m | 1293.5849 | 40101.1321 | 215.1 | 6668.1 | 46769.2321 | 1798.3095 | 299.0267 | 2097.3361 | 65017.4194 | 65017.4194 | 0 |  |  |  | "FF-01" TILE INSTALLATION (per sq m) |  |  | unit | kci qty | qty | um | tm | ul | tl
|  | 6 | FF-05 Plain cement | 45.86 | 48 | sq. m |  | 0 |  | 0 | 0 | 0 | 0 | 0 | 0 | 0 | 0 |  |  |  | 600mmx600mm tiles |  |  | pc | 2.77 | 2.9 | 264.1509 | 766.0377 | 74 | 214.6
|  | 7 | FF-06 600x600mm Homogenous Tiles Lapatto Finish | 238.71 | 242 | sq. m | 1060.7424 | 256699.6544 | 215.1 | 52054.2 | 308753.8544 | 1474.6176 | 299.0267 | 1773.6442 | 429221.904 | 429221.904 | 0 |  |  |  | tile adhesive |  |  | bag | 0.25 | 0.25 | 268.8679 | 67.217 |  | 0
|  | 8 | Floor finish @ model units and video room | 173.29 | 0 | sq. m |  | 0 |  | 0 | 0 | 0 | 0 | 0 | 0 | 0 | 0 |  |  |  | tile grout |  |  | kg | 0.25 | 0.35 | 34.9057 | 12.217 |  | 0
[12 empty] | 0 | 0 | 0 | 0 | 0 | 0 |  |  |  | mortar (topping) included @ other item |  |  | sq m | 1 | 1 | 0 | 0 | 0 | 0
| B. | WALL FINISHES | [9 empty] | 0 | 0 | 0 | 0 | 0 | 0 | [10 empty] | 845.4717 |  | 214.6
|  | 1 | WF- 600mm x 200mm Non-skid Porcelain Tiles (Accent) | 16.22 | 18 | sq.m | 1177.3113 | 21191.6038 | 215.1 | 3871.8 | 25063.4038 | 1636.6688 | 299.0267 | 1935.6955 | 34842.5185 | 34842.5185 | 0
|  | 2 | WF- 600mm x 200mm Non-skid Porcelain Tiles (Field) | 44.33 | 46 | sq.m | 1287.6887 | 59233.6792 | 215.1 | 9894.6 | 69128.2792 | 1790.1127 | 299.0267 | 2089.1393 | 96100.4088 | 96100.4088 | 0
|  | 3 | Paint Finish interior (color to be verified) | 1435 | 1450 | sq.m | 160 | 232000 | 160 | 232000 | 464000 | 222.428 | 222.428 | 444.856 | 645041.2218 | 645041.2218 | 0
|  | 4 | Paint Finish Exterior (color to be verified) | 731 | 744 | sq.m | 170 | 126480 | 185 | 137640 | 264120 | 236.3298 | 257.1824 | 493.5121 | 367173.0334 | 367173.0334 | 0
|  | 5 | Wall finish @ model units and video room | N/A | 0 | [6 empty] | 0 | 0 | 0 | 0 | 0 | 0
[12 empty] | 0 | 0 | 0 | 0 | 0 | 0
| C. | CEILING FINISHES | [9 empty] | 0 | 0 | 0 | 0 | 0 | 0
|  | 1 | CF-1 12mm thk. Gypsum Board on Metal Furring on Latex Flat Painted Finish | 269 | 273 | sq.m | 408.5 | 111520.5 | 356.25 | 97256.25 | 208776.75 | 567.8865 | 495.2499 | 1063.1364 | 290236.2282 | 290236.2282 | 0
|  | 2 | CF-2 12mm thk. Moisture Resistant Gypsum Board | 36.7 | 39 | sq.m | 492 | 19188 | 375 | 14625 | 33813 | 683.9661 | 521.3156 | 1205.2818 | 47005.9889 | 47005.9889 | 0 | [18 empty] | 12% VAT | [5 empty] | 0
|  |  | on Metal Furring on Latex Flat Painted Finish | [8 empty] | 0 | 0 | 0 | 0 | 0 | 0 |  |  |  | "FF-03" TILE INSTALLATION (per sq m) |  |  | unit | kci qty | qty | um | tm | ul | tl | [5 empty] | LGT | [5 empty] | 0
|  | 3 | CF-3 6mm thk. Fiber Cement Board on Metal Furring | 62 | 64 | sq.m | 457.9 | 29305.6 | 356.25 | 22800 | 52105.6 | 636.5612 | 495.2499 | 1131.811 | 72435.9049 | 72435.9049 | 0 |  |  |  | 300mmx300mm tiles |  |  | pc | 11.11 | 12 | 60 | 720 | 18 | 216 | [5 empty] | Total Gross Prem. | [5 empty] | 0
|  |  | on Latex Flat Painted Finish | [8 empty] | 0 | 0 | 0 | 0 | 0 | 0 |  |  |  | tile adhesive |  |  | bag | 0.25 | 0.25 | 268.8679 | 67.217 |  | 0
|  | 4 | CF4- 20mm thk x 600mm x 600mm Acoustic Ceiling | 252 | 255 | sq.m | 390 | 99450 | 225 | 57375 | 156825 | 542.1683 | 312.7894 | 854.9577 | 218014.2017 | 218014.2017 | 0 |  |  |  | tile grout |  |  | kg | 0.25 | 0.35 | 34.9057 | 12.217 |  | 0
|  |  | Board on Oven-baked T-runners | [8 empty] | 0 | 0 | 0 | 0 | 0 | 0 |  |  |  | mortar (topping) included @ other item |  |  | sq m | 1 | 1 | 0 | 0 | 0 | 0
|  | 5 | CF5- Exposed Slab (Plain Cement Plastered Finish) | 80.25 | 82 | sq.m |  | 0 |  | 0 | 0 | 0 | 0 | 0 | 0 | 0 | 0 |  |  |  | mortar |  |  | sq m | 1 | 1 | 0 | 0 | 0 | 0
|  | 6 | Cove Ceiling Painted finish (color to be verified) | 61.7 | 63 | lm | 130 | 8190 | 120 | 7560 | 15750 | 180.7228 | 166.821 | 347.5438 | 21895.257 | 21895.257 | 0 | [10 empty] | 799.434 |  | 216
[12 empty] | 0 | 0 | 0 | 0 | 0 | 0
|  | 7 | Others (Model Units excluded) | 152.9 | 154 | sq.m |  | 0 |  | 0 | 0 | 0 | 0 | 0 | 0 | 0 | 0
[12 empty] | 0 | 0 | 0 | 0 | 0 | 0
| D. | DOORS | [9 empty] | 0 | 0 | 0 | 0 | 0 | 0
|  | 1 | D1- 2400x2000mm - Double Swing glass door & 12mm thk. | 3 | 3 | sets |  | 0 |  | 0 | 0 | 0 | 0 | 0 | 0 | 0 | 0
|  |  | clear Tempered glass door on Aluminum frame Powder coated | [8 empty] | 0 | 0 | 0 | 0 | 0 | 0
|  | 2 | D2- 2400x2050mm - Double Swing glass door & 12mm thk. | 1 | 1 | set |  | 0 |  | 0 | 0 | 0 | 0 | 0 | 0 | 0 | 0
|  |  | clear Tempered glass door on Aluminum frame Powder coated | [8 empty] | 0 | 0 | 0 | 0 | 0 | 0
|  | 3 | D3- 2100x900mm - 45mm thk. Hollow Core HDF door | 2 | 2 | sets | 6553.3981 | 13106.7961 | 700 | 1400 | 14506.7961 | 9110.3705 | 973.1225 | 10083.493 | 20166.986 | 20166.986 | 0 |  |  |  | tile grout |  |  | kg | 0.25 | 0.35 | 34.9057 | 12.217 |  | 0
|  | 4 | D4- 2100x800mm - 45mm thk. Hollow Core HDF door | 4 | 4 | sets | 6553.3981 | 26213.5922 | 700 | 2800 | 29013.5922 | 9110.3705 | 973.1225 | 10083.493 | 40333.9719 | 40333.9719 | 0 |  |  |  | mortar (topping) included @ other item |  |  | sq m | 1 | 1 | 0 | 0 |  | 0
|  | 5 | D5- 2100x750mm - 45mm thk. Hollow Core HDF door w/ Wooden Louver | 7 | 7 | sets | 8495.1456 | 59466.0194 | 700 | 4900 | 64366.0194 | 11809.7395 | 973.1225 | 12782.862 | 89480.0341 | 89480.0341 | 0 | [10 empty] | 12.217 |  | 0
|  | 6 | D6- 2100x900mm - 45mm thk. Hollow Core HDF door w/ Wooden Louver | 1 | 1 | set | 8495.1456 | 8495.1456 | 700 | 700 | 9195.1456 | 11809.7395 | 973.1225 | 12782.862 | 12782.862 | 12782.862 | 0
|  | 7 | D7- 2100x500mm - 45mm thk. Hollow Core HDF door w/ Wooden Louver | 2 | 2 | sets | 7330.0971 | 14660.1942 | 650 | 1300 | 15960.1942 | 10190.1181 | 903.6138 | 11093.7318 | 22187.4637 | 22187.4637 | 0 |  |  |  | "FF-04a" TILE INSTALLATION (per sq m) |  |  | unit | kci qty | qty | um | tm | ul | tl
|  | 8 | D8- 2100x900mm - 18 GA. Cold rolled, hot dipped | 3 | 3 | sets | 7877.3585 | 23632.0755 | 700 | 2100 | 25732.0755 | 10950.9072 | 973.1225 | 11924.0297 | 35772.0892 | 35772.0892 | 0 |  |  |  | 600mmx200mm tiles |  |  | pc | 8.33 | 9 | 134.9057 | 1214.1509 | 23.9 | 215.1
|  |  | Galvanized Steel w/ Rockwool infill | [8 empty] | 0 | 0 | 0 | 0 | 0 | 0 |  |  |  | tile adhesive |  |  | bag | 0.25 | 0.25 | 0 | 0 |  | 0
|  | 9 | D9- 2400x900mm - 18 GA. Cold rolled, hot dipped | 1 | 1 | set | 8584.9057 | 8584.9057 | 700 | 700 | 9284.9057 | 11934.5216 | 973.1225 | 12907.6442 | 12907.6442 | 12907.6442 | 0 |  |  |  | tile grout |  |  | kg | 0.25 | 0.35 | 34.9057 | 12.217 |  | 0
|  |  | Galvanized Steel w/ Rockwool infill | [8 empty] | 0 | 0 | 0 | 0 | 0 | 0 |  |  |  | mortar (topping) included @ other item |  |  | sq m | 1 | 1 | 0 | 0 | 0 | 0
[7 empty] | 1.07 |  |  |  |  | 1.4875 | 0 | 1.4875 | 0 | 0 | 0
| E. | WINDOWS (BY OTHERS) | [9 empty] | 0 | 0 | 0 | 0 | 0 | 0
|  | 1 | W1- 6800x4555mm - (Fixed window) 10mm thk. Clear | 1 | 1 | set |  | 0 |  | 0 | 0 | 0 | 0 | 0 | 0 | 0 | 0 | 236951.1 | 41814.9
|  |  | tempered glass on Aluminum frame Powder coated finish | [8 empty] | 0 | 0 | 0 | 0 | 0 | 0
|  | 2 | W2- (Fixed window) 10mm thk. Clear tempered glass | 1 | 1 | set |  | 0 |  | 0 | 0 | 0 | 0 | 0 | 0 | 0 | 0 | 102379.95 | 18067.05
|  |  | on Aluminum frame Powder coated finish | [8 empty] | 0 | 0 | 0 | 0 | 0 | 0
|  | 3 | W3- (Fixed window) 10mm thk. Clear tempered glass | 1 | 1 | set |  | 0 |  | 0 | 0 | 0 | 0 | 0 | 0 | 0 | 0 | 81113.375 | 14314.125
|  |  | on Aluminum frame Powder coated finish | [8 empty] | 0 | 0 | 0 | 0 | 0 | 0
|  | 4 | W4- (Fixed window) 10mm thk. Clear tempered glass | 1 | 1 | set |  | 0 |  | 0 | 0 | 0 | 0 | 0 | 0 | 0 | 0 | 38540.7 | 6801.3
|  |  | on Aluminum frame Powder coated finish | [8 empty] | 0 | 0 | 0 | 0 | 0 | 0
|  | 5 | W5- 600x2750mm - (Awning window) 6mm thk., Annealed | 2 | 2 | sets |  | 0 |  | 0 | 0 | 0 | 0 | 0 | 0 | 0 | 0 | 10729.125 | 1893.375
|  |  | glass on Aluminum frame Powder coated finish | [8 empty] | 0 | 0 | 0 | 0 | 0 | 0
|  | 6 | W6- 600x3550mm - (Awning window) 6mm thk., Annealed | 2 | 2 | sets |  | 0 |  | 0 | 0 | 0 | 0 | 0 | 0 | 0 | 0 | 13850.325 | 2444.175
|  |  | glass on Aluminum frame Powder coated finish | [8 empty] | 0 | 0 | 0 | 0 | 0 | 0
|  | 7 | W7- 600x1800mm - (Awning window) 6mm thk., Annealed | 4 | 4 | sets |  | 0 |  | 0 | 0 | 0 | 0 | 0 | 0 | 0 | 0 | 7022.7 | 1239.3
|  |  | glass on Aluminum frame Powder coated finish | [8 empty] | 0 | 0 | 0 | 0 | 0 | 0
|  | 8 | W8- 600x900mm - (Awning window) 6mm thk., Annealed | 1 | 1 | set |  | 0 |  | 0 | 0 | 0 | 0 | 0 | 0 | 0 | 0 | 3511.35 | 619.65
|  |  | glass on Aluminum frame Powder coated finish | [8 empty] | 0 | 0 | 0 | 0 | 0 | 0
|  | 9 | W9- 8510x2400mm - (Fixed window) 10mm thk. Clear | 1 | 1 | set |  | 0 |  | 0 | 0 | 0 | 0 | 0 | 0 | 0 | 0 | 156243.6 | 27572.4
|  |  | tempered glass on Aluminum frame Powder coated finish | [8 empty] | 0 | 0 | 0 | 0 | 0 | 0
|  | 10 | W10- (Fixed window) 10mm thk. Clear tempered glass | 1 | 1 | set |  | 0 |  | 0 | 0 | 0 | 0 | 0 | 0 | 0 | 0 | 170181.9 | 30032.1
|  |  | on Aluminum frame Powder coated finish | [8 empty] | 0 | 0 | 0 | 0 | 0 | 0
|  | 11 | W11- 2400x900mm - (Awning type window w/ Fixed glass) | 24 | 24 | sets |  | 0 |  | 0 | 0 | 0 | 0 | 0 | 0 | 0 | 0 | 15606 | 2754
|  |  | 10mm thk. clear float tempered glass on Aluminum | [8 empty] | 0 | 0 | 0 | 0 | 0 | 0
|  |  | frame Powder coated finish | [8 empty] | 0 | 0 | 0 | 0 | 0 | 0
|  | 12 | W12- 2400x1200mm - (Awning type window w/ Fixed glass) | 1 | 1 | set |  | 0 |  | 0 | 0 | 0 | 0 | 0 | 0 | 0 | 0 | 20808 | 3672
|  |  | 10mm thk. clear float tempered glass on Aluminum | [8 empty] | 0 | 0 | 0 | 0 | 0 | 0
|  |  | frame Powder coated finish | [8 empty] | 0 | 0 | 0 | 0 | 0 | 0
|  | 13 | W13- 2400x6700mm - (Fixed window) 10mm thk. Clear float | 1 | 1 | set |  | 0 |  | 0 | 0 | 0 | 0 | 0 | 0 | 0 | 0 | 67116 | 11844
|  |  | tempered glass on Aluminum frame Brown Powder coated finish | [8 empty] | 0 | 0 | 0 | 0 | 0 | 0
|  | 14 | W14- 2400x9000mm - (Fixed window) 10mm thk. Clear float | 1 | 1 | set |  | 0 |  | 0 | 0 | 0 | 0 | 0 | 0 | 0 | 0 | 128520 | 22680
|  |  | tempered glass on Aluminum frame Brown Powder coated finish | [8 empty] | 0 | 0 | 0 | 0 | 0 | 0
|  | 15 | W15- 2400x6900mm - (Fixed window) 10mm thk. Clear float | 1 | 1 | set |  | 0 |  | 0 | 0 | 0 | 0 | 0 | 0 | 0 | 0 | 68544 | 12096
|  |  | tempered glass on Aluminum frame Brown Powder coated finish | [8 empty] | 0 | 0 | 0 | 0 | 0 | 0
|  | 16 | W16- 2400x3660mm - (Fixed window) 10mm thk. Clear float | 1 | 1 | set |  | 0 |  | 0 | 0 | 0 | 0 | 0 | 0 | 0 | 0 | 52264.8 | 9223.2
|  |  | tempered glass on Aluminum frame Brown Powder coated finish | [8 empty] | 0 | 0 | 0 | 0 | 0 | 0
[12 empty] | 0 | 0 | 0 | 0 | 0 | 0
| F. | HARDWARES | [9 empty] | 0 | 0 | 0 | 0 | 0 | 0
|  | 1 | Mortise Leverset in Satin Finish Schlage or approved equal | 20 | 20 | sets | 2285.7143 | 45714.2857 | 350 | 7000 | 52714.2857 | 3177.543 | 486.5613 | 3664.1042 | 73282.0846 | 73282.0846 | 0
|  | 2 | 1 1/2 pairs 3 1/2" x 3 1/2" x 0.13 standard weight and | 48 | 48 | pcs | 333.3333 | 16000 | 75 | 3600 | 19600 | 463.3917 | 104.2631 | 567.6548 | 27247.4309 | 27247.4309 | 0 |  |  |  | "FFD-04" TILE INSTALLATION (per sq m) |  |  | unit | kci qty | qty | um | tm | ul | tl
|  |  | standard duty 2-ball bearing hinges non removable in satin finish | [8 empty] | 0 | 0 | 0 | 0 | 0 | 0 |  |  |  | 400mmx200mm tiles |  |  | pc | 12.5 | 13 | 92.4528 | 1201.8868 | 16.5 | 214.5
|  | 3 | Panic Hardware | 4 | 4 | sets | 3809.5238 | 15238.0952 | 400 | 1600 | 16838.0952 | 5295.9049 | 556.07 | 5851.975 | 23407.8998 | 23407.8998 | 0 |  |  |  | tile adhesive |  |  | bag | 0.25 | 0.25 | 268.8679 | 67.217 |  | 0
|  | 4 | Koyo Ball Bearing S/S Hinges | 16 | 16 | sets | 714.2857 | 11428.5714 | 75 | 1200 | 12628.5714 | 992.9822 | 104.2631 | 1097.2453 | 17555.9249 | 17555.9249 | 0 |  |  |  | tile grout |  |  | kg | 0.25 | 0.35 | 34.9057 | 12.217 |  | 0
[12 empty] | 0 | 0 | 0 | 0 | 0 | 0 |  |  |  | mortar (topping) included @ other item |  |  | sq m | 1 | 1 | 0 | 0 |  | 0
| G. | MISCELLANEOUS | [9 empty] | 0 | 0 | 0 | 0 | 0 | 0 | [10 empty] | 1281.3208 |  | 214.5
|  | 1 | Non-slip Aluminum Stair Nosing | 76.8 | 78 | lm | 220 | 17160 | 75 | 5850 | 23010 | 305.8385 | 104.2631 | 410.1016 | 31987.9278 | 31987.9278 | 0
|  | 2 | 38mm x 38mm Non-slip Angle bar Nosing | 56.4 | 58 | lm | 133.3333 | 7733.3333 | 75 | 4350 | 12083.3333 | 185.3567 | 104.2631 | 289.6198 | 16797.9485 | 16797.9485 | 0 |  |  |  | "FF-04a" TILE INSTALLATION (per sq m) |  |  | unit | kci qty | qty | um | tm | ul | tl
|  | 3 | 3mm x 38mm x38mm Brass Threaded Nosing welded to 10mmØ anchor | 18.83 | 19.5 | lm | 785.7143 | 15321.4286 | 120 | 2340 | 17661.4286 | 1092.2804 | 166.821 | 1259.1014 | 24552.4773 | 24552.4773 | 0 |  |  |  | 600mmx200mm tiles |  |  | pc | 8.33 | 9 | 134.9057 | 1214.1509 | 23.9 | 215.1
|  | 4 | Aluminum Threshold | 2 | 2 | lm | 1142.8571 | 2285.7143 | 175 | 350 | 2635.7143 | 1588.7715 | 243.2806 | 1832.0521 | 3664.1042 | 3664.1042 | 0 |  |  |  | tile adhesive |  |  | bag | 0.25 | 0.25 | 268.8679 | 67.217 |  | 0
|  | 5 | Signage | N/A |  |  |  | 0 |  | 0 | 0 | 0 | 0 | 0 | 0 | 0 | 0 |  |  |  | tile grout |  |  | kg | 0.25 | 0.35 | 34.9057 | 12.217 |  | 0
|  | 6 | Green Wall | N/A |  |  |  | 0 |  | 0 | 0 | 0 | 0 | 0 | 0 | 0 | 0 |  |  |  | mortar (topping) included @ other item |  |  | sq m | 1 | 1 | 0 | 0 | 0 | 0
|  | 7 | 6mm THK coated glass at toilet | 7.5 | 8 | sq.m | 4850.7767 | 38806.2136 | 856.0194 | 6848.1553 | 45654.3689 | 6743.4287 | 1190.0168 | 7933.4456 | 63467.5645 | 63467.5645 | 0 | [10 empty] | 1293.5849 |  | 215.1
[12 empty] | 0 | 0 | 0 | 0 | 0 | 0
| H. | METAL/GLASS WORKS | [9 empty] | 0 | 0 | 0 | 0 | 0 | 0
|  | 1 | 10mm THK Tempered Glass for Main Stair Railings | 15.7 | 16.5 | lm |  | 0 |  | 0 | 0 | 0 | 0 | 0 | 0 | 0 | 0
|  | 2 | 10mm THK Tempered Glass for View Deck Railings | 8.5 | 9 | lm |  | 0 |  | 0 | 0 | 0 | 0 | 0 | 0 | 0 | 0
|  | 3 | Ramp Railing | 4 | 4 | lm | 6348.8095 | 25395.2381 | 3225 | 12900 | 38295.2381 | 8825.9566 | 4483.3145 | 13309.2711 | 53237.0844 | 53237.0844 | 0
|  | 4 | Paint finish for Entrance Canopy | 56 | 58 | sq.m | 185 | 10730 | 185 | 10730 | 21460 | 257.1824 | 257.1824 | 514.3648 | 29833.1565 | 29833.1565 | 0
[12 empty] | 0 | 0 | 0 | 0 | 0 | 0
[12 empty] | 0 | 0 | 0 | 0 | 0 | 0
| I. | TOILET PARTITIONS | [9 empty] | 0 | 0 | 0 | 0 | 0 | 0
|  | 1 | Ground Floor Male & Female Toilet Partition (JEBSEN Bescube) | 1 | 1 | set | 55937.4964 | 55937.4964 | 9871.3229 | 9871.3229 | 65808.8193 | 77762.9117 | 13722.8668 | 91485.7785 | 91485.7785 | 91485.7785 | 0
|  | 2 | Second Floor Male & Female Toilet Partition (JEBSEN Bescube) | 1 | 1 | set | 75956.0279 | 75956.0279 | 13404.0049 | 13404.0049 | 89360.0328 | 105592.1746 | 18633.9132 | 124226.0878 | 124226.0878 | 124226.0878 | 0
|  | 3 | Urinal Partition (JEBSEN Bescube) | 1 | 1 | set | 3505.603 | 3505.603 | 618.6358 | 618.6358 | 4124.2389 | 4873.4018 | 860.0121 | 5733.4139 | 5733.4139 | 5733.4139 | 0
[12 empty] | 0 | 0 | 0 | 0 | 0 | 0
| J. | CABINETRY | [9 empty] | 0 | 0 | 0 | 0 | 0 | 0
|  | 1 | Overhead, Under counter cabinet & granite countertop @ Ground Floor Pantry | 1 | 1 | set | 51954.0654 | 51954.0654 | 22266.028 | 22266.028 | 74220.0935 | 71351.7654 | 30579.328 | 101931.0935 | 101931.0935 | 103178.9219 | -1247.8284 | [5 empty] | ENTRANCE CANOPY SKYLIGHT
|  | 2 | Overhead, Under counter cabinet & granite countertop @ Second Floor Pantry | 1 | 1 | set | 78712.3832 | 78712.3832 | 33733.8785 | 33733.8785 | 112446.2617 | 108100.6358 | 46328.8439 | 154429.4797 | 154429.4797 | 156319.9871 | -1890.5075 | [8 empty] | KCI QTY | QTY | UNIT | UM | TM | UL | TL
|  | 3 | Granite countertop at toilets (model units excluded) | 6.3 | 6.5 | lm | 3035.8016 | 19732.7103 | 2859.0942 | 18584.1121 | 38316.8224 | 4248.6705 | 4001.3646 | 8250.0351 | 53625.228 | 53267.0904 | 358.1375 | [5 empty] | 10mm thk. Canadian Grey Color tempered |  |  | 34.9575 | 35 | sq.m | 4017.8571 | 140625 | 375 | 13125
[16 empty] | 0 | [6 empty] | 150Ømm Pipe Sched. 40 |  |  | 7 | 12 | lm | 370 | 4440 | 85 | 1020
| SUBTOTAL II | [6 empty] | 2314492.7915 |  | 946255.8877 | 3260748.6792 |  |  |  | 4530231.2499 | 4533011.4482 | -2780.1983 | [5 empty] | 200mmx 300mm x 6mm Tubular Steel |  |  | 11.8 | 12 | lm | 1513.9286 | 18167.1429 | 200 | 2400
III | ELECTRICALWORKS | [14 empty] | 0 | [6 empty] | 50mmx 300mm x 6mm Tubular Steel |  |  | 52.575 | 54 | lm | 1060.7143 | 57278.5714 | 130 | 7020
| A. | LIGHTING FIXTURES | [13 empty] | 0 | [6 empty] | 50mmx 150mm x 6mm Tubular Steel |  |  | 5.825 | 6 | lm | 315.4605 | 1892.7628 | 35 | 210
|  | 1 | 6" CFL Pin Light w/o diffuser | 67 | 67 | pcs | 342.8571 | 22971.4286 | 130 | 8710 | 31681.4286 | 476.6314 | 180.7228 | 657.3542 | 44042.7315 | 44042.7315 | 0 |  | 342.8571 | 50mm x 50mm x 3mm thk. SS cube w/ extruded aluminum and rubber gasket | [5 empty] | 41.475 | 42 | lm | 293.75 | 12337.5 | 60 | 2520
|  | 2 | 150mmX150mm Recessed Pinlight w/ 13W CFL | 88 | 88 | pcs | 797.1429 | 70148.5714 | 130 | 11440 | 81588.5714 | 1108.1681 | 180.7228 | 1288.8909 | 113422.3961 | 113422.3961 | 0 |  | 797.1429 |  |  |  | 0.60mm thk. SS End-Flashing |  |  | 5.83 | 6 | lm | 571.4286 | 3428.5714 | 150 | 900
|  | 3 | Porcelain Receptacle w/ 15W CFL | 4 | 4 | pcs | 247.619 | 990.4762 | 130 | 520 | 1510.4762 | 344.2338 | 180.7228 | 524.9566 | 2099.8263 | 2099.8263 | 0 |  | 247.619 |  |  |  | 300mmx 300mmx 20mm thk plate w/ |  |  | 2 | 2 | pcs | 847.8 | 1695.6 | 151 | 302
|  | 4 | 100X100X200mm Wall lamp w/ Glass Diffuser Alum | 18 | 18 | pcs | 1885.7143 | 33942.8571 | 210 | 3780 | 37722.8571 | 2621.4729 | 291.9368 | 2913.4097 | 52441.3747 | 52441.3747 | 0 |  | 1885.7143 |  |  |  | 350mm x 450mmx 20mm thk. base plate w/ |  |  | 2 | 2 | pcs | 1483.2 | 2966.4 | 152 | 304
|  |  | CAS Body powder coated finish and 18W Warm White CFL | [8 empty] | 0 | 0 | 0 | 0 | 0 | 0 | [5 empty] | 50mmx 300mm x 6mm Tubular Steel |  |  | 52.575 | 54 | lm | 1060.7143 | 57278.5714 | 130 | 7020
|  | 5 | Wall Lamp | 3 | 3 | pcs | 1542.8571 | 4628.5714 | 210 | 630 | 5258.5714 | 2144.8415 | 291.9368 | 2436.7783 | 7310.3348 | 7310.3348 | 0 |  | 1542.8571 |  |  |  | 20mmØ anchor bolts |  |  | 16 | 16 | pcs | 160 | 2560 | 35 | 560
|  | 6 | 600mmX1200mm Lighting fixture w/ 4-36W Fluorescent | 44 | 44 | pcs | 3333.3333 | 146666.6667 | 210 | 9240 | 155906.6667 | 4633.9168 | 291.9368 | 4925.8536 | 216737.5577 | 216737.5577 | 0 |  | 3333.3333 |  |  |  | primer paint |  |  | 58 | 60 | sq.m | 65 | 3900 | 65 | 3900
|  |  | Lamp, 220V 60HZ (Phillips) w/ Mirrorized Louvers | [8 empty] | 0 | 0 | 0 | 0 | 0 | 0 | [5 empty] | welding |  |  | 1 | 1 | lot | 2000 | 2000 | 500 | 500
|  | 7 | Emergency Light | 25 | 25 | pcs | 2952.381 | 73809.5238 | 210 | 5250 | 79059.5238 | 4104.3263 | 291.9368 | 4396.2631 | 109906.5772 | 109906.5772 | 0 |  | 2952.381 |  |  |  | consumables |  |  | 1 | 1 | lot | 2000 | 2000 | 1000 | 1000 |  |  |  | "FF-06" TILE INSTALLATION (per sq m) |  |  | unit | kci qty | qty | um | tm | ul | tl
|  | 8 | Exit Light | 4 | 4 | pcs | 2285.7143 | 9142.8571 | 210 | 840 | 9982.8571 | 3177.543 | 291.9368 | 3469.4797 | 13877.9189 | 13877.9189 | 0 |  | 2285.7143 | [10 empty] | 310570.1199 |  | 40781 |  |  |  | 600mmx600mm tiles |  |  | pc | 2.77 | 3 | 327.1028 | 981.3084 | 71.7 | 215.1
[12 empty] | 0 | 0 | 0 | 0 | 0 | 0 | [18 empty] | tile adhesive |  |  | bag | 0.25 | 0.25 | 268.8679 | 67.217 |  | 0
| B. | WIRES & CABLES |  |  |  |  | 0.87 |  | 0.85 |  |  | 1.2095 | 1.1816 | 2.3911 | 0 | 0 | 0 | [18 empty] | tile grout |  |  | kg | 0.25 | 0.35 | 34.9057 | 12.217 |  | 0
|  | 1 | 2.0mm² THHN | 2284 | 2450 | lm | 17.2414 | 42241.3793 | 5.8824 | 14411.7647 | 56653.144 | 23.9685 | 8.1775 | 32.146 | 78757.7871 | 78757.7871 | 0 |  | 15 |  | 5 | [14 empty] | mortar (topping) included @ other item |  |  | sq m | 1 | 1 | 0 | 0 | 0 | 0
|  | 2 | 3.5mm² THHN | 6464 | 6880 | lm | 25.2874 | 173977.0115 | 8.2353 | 56658.8235 | 230635.835 | 35.1539 | 11.4485 | 46.6024 | 320624.1828 | 320624.1828 | 0 |  | 22 |  | 7 | [21 empty] | 1060.7424 |  | 215.1
|  | 3 | 5.5mm² THHN | 1087 | 1215 | lm | 37.931 | 46086.2069 | 18.8235 | 22870.5882 | 68956.7951 | 52.7308 | 26.168 | 78.8988 | 95862.0159 | 95862.0159 | 0 |  | 33 |  | 16
|  | 4 | 8mm² THHN | 1771 | 1880 | lm | 60.9195 | 114528.7356 | 18.8235 | 35388.2353 | 149916.9709 | 84.6888 | 26.168 | 110.8568 | 208410.8321 | 208410.8321 | 0 |  | 53 |  | 16
|  | 5 | 14mm² THHN | 21 | 23 | lm | 95.4023 | 2194.2529 | 29.4118 | 676.4706 | 2870.7235 | 132.6259 | 40.8875 | 173.5134 | 3990.8081 | 3990.8081 | 0 |  | 83 |  | 25 | [14 empty] | "WF-" Wall TILE INSTALLATION (per sq m) |  |  | unit | kci qty | qty | um | tm | ul | tl
|  | 6 | 22mm² THHN | 24 | 27 | lm | 149.4253 | 4034.4828 | 45.8824 | 1238.8235 | 5273.3063 | 207.7273 | 63.7845 | 271.5118 | 7330.8188 | 7330.8188 | 0 |  | 130 |  | 39 | [14 empty] | 600mmx200mm tiles "Accent" |  |  | pc | 8.33 | 9 | 122.6415 | 1103.7736 | 23.9 | 215.1
|  | 7 | 30mm² THHN | 9 | 11 | lm | 218.3908 | 2402.2989 | 67.0588 | 737.6471 | 3139.9459 | 303.6014 | 93.2235 | 396.825 | 4365.0745 | 4365.0745 | 0 |  | 190 |  | 57 | [14 empty] | tile adhesive |  |  | bag | 0.25 | 0.25 | 245.283 | 61.3208 |  | 0
|  | 8 | 50mm² THHN | 34 | 47 | lm | 356.3218 | 16747.1264 | 109.4118 | 5142.3529 | 21889.4794 | 495.3497 | 152.1015 | 647.4512 | 30430.208 | 30430.208 | 0 |  | 310 |  | 93 | [14 empty] | tile grout |  |  | kg | 0.25 | 0.35 | 34.9057 | 12.217 |  | 0
|  | 9 | 150mm² THHN | 27 | 37 | lm | 1018.3908 | 37680.4598 | 311.7647 | 11535.2941 | 49215.7539 | 1415.7415 | 433.4075 | 1849.149 | 68418.513 | 68418.513 | 0 |  | 886 |  | 265 | [14 empty] | mortar (topping) included @ other item |  |  | sq m | 1 | 1 | 0 | 0 | 0 | 0
|  | 10 | 250mm² THHN | 102 | 125 | lm | 1650.5747 | 206321.8391 | 505.8824 | 63235.2941 | 269557.1332 | 2294.5878 | 703.265 | 2997.8528 | 374731.6003 | 374731.6003 | 0 |  | 1436 |  | 430 | [21 empty] | 1177.3113 |  | 215.1
[12 empty] | 0 | 0 | 0 | 0 | 0 | 0
| C. | SWITCHES & OUTLETS | [9 empty] | 0 | 0 | 0 | 0 | 0 | 0
|  | 1 | One Gang switch | 24 | 24 | sets | 108.046 | 2593.1034 | 44.7059 | 1072.9412 | 3666.0446 | 150.2028 | 62.149 | 212.3518 | 5096.4438 | 5096.4438 | 0 |  | 94 |  | 38 | [14 empty] | "WF-" Wall TILE INSTALLATION (per sq m) |  |  | unit | kci qty | qty | um | tm | ul | tl
|  | 2 | Two Gang switch | 6 | 6 | sets | 163.2184 | 979.3103 | 52.9412 | 317.6471 | 1296.9574 | 226.9021 | 73.5975 | 300.4996 | 1802.9978 | 1802.9978 | 0 |  | 142 |  | 45 | [14 empty] | 600mmx200mm tiles "Field" |  |  | pc | 8.33 | 9 | 134.9057 | 1214.1509 | 23.9 | 215.1
|  | 3 | Three Gang switch | 3 | 3 | sets | 235.6322 | 706.8966 | 72.9412 | 218.8235 | 925.7201 | 327.57 | 101.401 | 428.971 | 1286.913 | 1286.913 | 0 |  | 205 |  | 62 | [14 empty] | tile adhesive |  |  | bag | 0.25 | 0.25 | 245.283 | 61.3208 |  | 0
|  | 4 | Three Way switch | 4 | 4 | sets | 168.9655 | 675.8621 | 51.7647 | 207.0588 | 882.9209 | 234.8916 | 71.962 | 306.8536 | 1227.4146 | 1227.4146 | 0 |  | 147 |  | 44 | [14 empty] | tile grout |  |  | kg | 0.25 | 0.35 | 34.9057 | 12.217 |  | 0
|  | 5 | 2-Gang CO w/ ground rod | 104 | 104 | sets | 275.8621 | 28689.6552 | 84.7059 | 8809.4118 | 37499.0669 | 383.4966 | 117.756 | 501.2526 | 52130.2671 | 52130.2671 | 0 |  | 240 |  | 72 | [14 empty] | mortar (topping) included @ other item |  |  | sq m | 1 | 1 | 0 | 0 |  | 0
|  | 6 | 1-Gang CO w/ ground | 5 | 5 | sets | 180.4598 | 902.2989 | 55.2941 | 276.4706 | 1178.7694 | 250.8707 | 76.8685 | 327.7392 | 1638.6959 | 1638.6959 | 0 |  | 157 |  | 47 | [21 empty] | 1287.6887 |  | 215.1
|  | 7 | 2-Gang CO w/ ground slot wp | 10 | 10 | sets | 758.6207 | 7586.2069 | 155.2941 | 1552.9412 | 9139.1481 | 1054.6156 | 215.886 | 1270.5016 | 12705.0156 | 12705.0156 | 0 |  | 660 |  | 132
[12 empty] | 0 | 0 | 0 | 0 | 0 | 0
| D. | PANEL BOARDS |  |  |  |  | 0.87 |  |  |  |  | 1.2095 | 0 | 1.2095 | 0 | 0 | 0
|  | 1 | 400A 3P MCB in NEMA 4X | 1 | 1 | set | 20235.6322 | 20235.6322 | 4117.6471 | 4117.6471 | 24353.2792 | 28131.0709 | 5724.2502 | 33855.3211 | 33855.3211 | 33855.3211 | 0 |  | 17605 |  | 3500
|  | 2 | 70A 3P Lugs only, 18-20A2PCB | 1 | 1 | set | 24827.5862 | 24827.5862 | 5882.3529 | 5882.3529 | 30709.9391 | 34514.6908 | 8177.5003 | 42692.1911 | 42692.1911 | 42692.1911 | 0 |  | 21600 |  | 5000
|  | 3 | 100A 3P Lugs only, 18-20A2PCB | 1 | 1 | set | 24827.5862 | 24827.5862 | 5882.3529 | 5882.3529 | 30709.9391 | 34514.6908 | 8177.5003 | 42692.1911 | 42692.1911 | 42692.1911 | 0 |  | 21600 |  | 5000 | [14 empty] | PEBBLES(per sq m) |  | unit | kci qty | qty | um | tm | ul | tl
|  | 4 | 300A 3P Lugs only, 2-20A2PCB | 1 | 1 | set | 25280.4598 | 25280.4598 | 4117.6471 | 4117.6471 | 29398.1068 | 35144.2643 | 5724.2502 | 40868.5145 | 40868.5145 | 40868.5145 | 0 |  | 21994 |  | 3500 | [15 empty] | sand | cu m | 0.008 | 0.01 | 1000 | 10 | 600 | 6
|  | 5 | 2-30A 2PCB, 9-50A2PCB, 5-50A3PCB | 1 | 1 | set | 49827.5862 | 49827.5862 | 5882.3529 | 5882.3529 | 55709.9391 | 69269.067 | 8177.5003 | 77446.5673 | 77446.5673 | 77446.5673 | 0 |  | 43350 |  | 5000 | [15 empty] | cement | bag | 0.144 | 0.17 | 213.9535 | 36.3721 | 150 | 25.5
|  |  | 400A 3PCB, 1-70A3PCB, 1-100A3PCB | [8 empty] | 0 | 0 | 0 | 0 | 0 | 0 | [19 empty] | pebbles | bag | 5 | 5 | 47.619 | 238.0952 | 20 | 100
|  | 6 | 20A 2P w/ NEMA 3R | 2 | 2 | sets | 1206.8966 | 2413.7931 | 305.8824 | 611.7647 | 3025.5578 | 1677.7975 | 425.23 | 2103.0275 | 4206.055 | 4206.055 | 0 |  | 1050 |  | 260 | [20 empty] | 284.4673 |  | 131.5
|  | 7 | 30A 2P w/ NEMA 3R | 2 | 2 | sets | 1206.8966 | 2413.7931 | 305.8824 | 611.7647 | 3025.5578 | 1677.7975 | 425.23 | 2103.0275 | 4206.055 | 4206.055 | 0 |  | 1050 |  | 260
|  | 8 | 50A 2P w/ NEMA 3R | 9 | 9 | sets | 1206.8966 | 10862.069 | 305.8824 | 2752.9412 | 13615.0101 | 1677.7975 | 425.23 | 2103.0275 | 18927.2474 | 18927.2474 | 0 |  | 1050 |  | 260 | [14 empty] | Ramp railing |  | unit | kci qty | qty | um | tm | ul | tl
|  | 9 | 50A 3P w/ NEMA 3R | 5 | 5 | sets | 3333.3333 | 16666.6667 | 470.5882 | 2352.9412 | 19019.6078 | 4633.9168 | 654.2 | 5288.1168 | 26440.5842 | 26440.5842 | 0 |  | 2900 |  | 400 | [14 empty] | 38mm dia. B.I pipe |  | lm | 26 | 30 | 257.1429 | 7714.2857 | 150 | 4500
|  | 10 | 1/2" Flexible Pipe | 240 | 247 | mts | 31.7813 | 7849.9921 | 12.9412 | 3196.4706 | 11046.4626 | 44.1816 | 17.9905 | 62.1721 | 15356.5167 | 15356.5167 | 0 |  | 27.6498 |  | 11 | [14 empty] | 6mm thk steel plate w/ 50mm long bar |  | pcs | 10 | 10 | 250 | 2500 | 65 | 650
|  | 11 | 1/2" Flexible Connector | 240 | 247 | pcs | 18.3908 | 4542.5287 | 7.0588 | 1743.5294 | 6286.0581 | 25.5664 | 9.813 | 35.3794 | 8738.7212 | 8738.7212 | 0 |  | 16 |  | 6 | [14 empty] | 6mm thk steel plate w/ 12mmØ 75mm long bar |  | pcs | 10 | 10 | 280 | 2800 | 70 | 700
|  | 12 | Electrical Tape Big | 95 | 100 | pcs | 28.7356 | 2873.5632 | 10.5882 | 1058.8235 | 3932.3867 | 39.9476 | 14.7195 | 54.6671 | 5466.7059 | 5466.7059 | 0 |  | 25 |  | 9 | [14 empty] | plain cement w/ 10mmx10mm reveal |  | sq.m | 5.4 | 6 | 160 | 960 | 145 | 870
[12 empty] | 0 | 0 | 0 | 0 | 0 | 0 | [18 empty] | automotive lacquer paint |  | lm | 26 | 32 | 90 | 2880 | 90 | 2880
| E. | TELEPHONE & DATA | [9 empty] | 0 | 0 | 0 | 0 | 0 | 0 | [18 empty] | concrete |  | cu.m | 1.08 | 1.25 | 3619.0476 | 4523.8095 | 800 | 1000
|  | 1 | # 22/3C Telephone wire | 1337 | 1446 | lm | 10 | 14460 | 4.7059 | 6804.7059 | 21264.7059 | 13.9018 | 6.542 | 20.4438 | 29561.6635 | 29561.6635 | 0 |  |  |  | 4 | [14 empty] | rebar |  | kgs | 63.8176 | 75 | 31.4286 | 2357.1429 | 12 | 900
|  | 2 | CAT 5 UTP Cable | 1113 | 1320 | lm | 25 | 33000 | 10.5882 | 13976.4706 | 46976.4706 | 34.7544 | 14.7195 | 49.4739 | 65305.5172 | 65305.5172 | 0 |  |  |  | 9 | [14 empty] | formworks |  | sq.m | 2.7 | 3 | 220 | 660 | 200 | 600
|  | 3 | 1 - Gang Telephone Outlet | 33 | 33 | sets | 258 | 8514 | 117.6471 | 3882.3529 | 12396.3529 | 358.6652 | 163.55 | 522.2152 | 17233.1005 | 17233.1005 | 0 |  |  |  | 100 | [14 empty] | consumables |  | lot | 1 | 1 | 1000 | 1000 | 800 | 800
|  | 4 | 1 - Gang Data Outlet | 33 | 33 | sets | 456 | 15048 | 117.6471 | 3882.3529 | 18930.3529 | 633.9198 | 163.55 | 797.4698 | 26316.5043 | 26316.5043 | 0 |  |  |  | 100 | [20 empty] | 25395.2381 |  | 12900
|  | 1 | Telephone Terminal Cabinet | 1 | 1 | pc | 4500 | 4500 | 1058.8235 | 1058.8235 | 5558.8235 | 6255.7877 | 1471.95 | 7727.7378 | 7727.7378 | 7727.7378 | 0 |  |  |  | 900
|  | 2 | Data Cabinet | 1 | 1 | pc | 15000 | 15000 | 3529.4118 | 3529.4118 | 18529.4118 | 20852.6257 | 4906.5002 | 25759.1259 | 25759.1259 | 25759.1259 | 0 |  |  |  | 3000
|  | 3 | 2RU cable management | 1 | 1 | unit | 12000 | 12000 | 529.4118 | 529.4118 | 12529.4118 | 16682.1006 | 735.975 | 17418.0756 | 17418.0756 | 17418.0756 | 0 |  |  |  | 450 | [9 empty] | 40999
|  | 4 | Patch panel 24 Port | 2 | 2 | pcs | 5612 | 11224 | 2352.9412 | 4705.8824 | 15929.8824 | 7801.6624 | 3271.0001 | 11072.6625 | 22145.3249 | 22145.3249 | 0 |  |  |  | 2000
|  | 5 | Miscellaneous | 1 | 1 | lot | 10500 | 10500 | 6470.5882 | 6470.5882 | 16970.5882 | 14596.838 | 8995.2503 | 23592.0883 | 23592.0883 | 23592.0883 | 0 |  |  |  | 5500 | DESCRIPTION | QTY | UNIT | UNIT PRICE (Php) |  |  | AMOUNT (Php) | [6 empty] | top | SB
[16 empty] | 0 |  |  |  |  | 1. LAVATORY COUNTERTOP, Dim. 600mm x 1800mm with 150mm Splash Board and 200mm Fascia Board | [9 empty] | 0.6 | 1.8 | 1.08 | 2.4 | 0.6 | 0.15
| SUBTOTAL III | [6 empty] | 1367515.3352 |  | 347811.1765 | 1715326.5117 |  |  |  | 2384604.114 | 2384604.114 | 0 |  |  |  | MATERIAL | JET BLACK | 2.268 | m2 | P | 2300 | /m2 | P | 5216.4 |  | 0.15 | 1.8 | 0.27 | 1.95 | 1.8 | 0.6
VI | PLUMBING WORKS (MODEL UNITS EXCLUDED) | [14 empty] | 0 | [10 empty] | Material Cost : | P | 5216.4 |  | 0.15 | 0.6 | 0.09 | 0.75 | 0.15 | 1.8
| A. | TOILET/KITCHEN FIXTURES | [13 empty] | 0 | [14 empty] | 0.15 | 0.6 | 0.09 | 0.75 |  | 0.6
|  | 1 | Water closet (OSM) | 10 | 10 | sets |  | 0 | 850 | 8500 | 8500 | 0 | 1181.6488 | 1181.6488 | 11816.4879 | 11816.4879 | 0 |  |  |  | LABOR | Installation works | 1.89 | m2 | P | 400 | /m2 | P | 756 |  | 0.2 | 1.8 | 0.36 | 2 |  | 0.2
|  | 2 | Urinal (OSM) | 3 | 3 | sets |  | 0 | 850 | 2550 | 2550 | 0 | 1181.6488 | 1181.6488 | 3544.9464 | 3544.9464 | 0 |  |  |  |  | Cutting Works | 7.85 | m2 |  | 100 | /m2 |  | 785
|  | 3 | Lavatory (OSM) | 7 | 7 | sets |  | 0 | 700 | 4900 | 4900 | 0 | 973.1225 | 973.1225 | 6811.8577 | 6811.8577 | 0 |  |  |  |  | Top Flat Edge Polished | 2.55 | lm |  | 400 | /lm |  | 1020
|  | 4 | Lavatory Faucet (OSM) | 7 | 7 | sets |  | 0 | 400 | 2800 | 2800 | 0 | 556.07 | 556.07 | 3892.4901 | 3892.4901 | 0 |  |  |  |  | SB Flat Edge Polished | 3.35 | lm |  | 400 | /lm |  | 1340
|  | 5 | Stainless Steel Kitchen Sink | 2 | 2 | sets | 3738.3178 | 7476.6355 | 500 | 1000 | 8476.6355 | 5196.9161 | 695.0875 | 5892.0036 | 11784.0072 | 11784.0072 | 0 |  |  |  |  | Sink Hole | 2 | hole |  | 500 | /hole |  | 1000 |  |  |  | 1.89 | 7.85 | 2.55 | 3.35
|  | 6 | Kitchen Sink Faucet | 2 | 2 | sets | 1800 | 3600 | 500 | 1000 | 4600 | 2502.3151 | 695.0875 | 3197.4026 | 6394.8052 | 6394.8052 | 0 | [9 empty] | Labor Cost : | P | 4901
|  | 7 | Slop Sink Faucet (OSM) | 2 | 2 | sets |  | 0 | 300 | 600 | 600 | 0 | 417.0525 | 417.0525 | 834.105 | 834.105 | 0 | [9 empty] | Sub-Total Materials and Labor Cost : | P | 10117.4
|  | 8 | Hygienical Spray (OSM) | 10 | 10 | sets |  | 0 | 350 | 3500 | 3500 | 0 | 486.5613 | 486.5613 | 4865.6127 | 4865.6127 | 0
|  | 9 | Floor Drain | 12 | 12 | sets | 523.8095 | 6285.7143 | 250 | 3000 | 9285.7143 | 728.1869 | 347.5438 | 1075.7307 | 12908.7683 | 12908.7683 | 0
|  | 10 | Grease Trap 5GPM | 2 | 2 | sets | 5714.2857 | 11428.5714 | 1500 | 3000 | 14428.5714 | 7943.8574 | 2085.2626 | 10029.12 | 20058.24 | 20058.24 | 0 | [17 empty] | top | SB
|  | 11 | Miscellaneous | 1 | 1 | lot | 10000 | 10000 | 4000 | 4000 | 14000 | 13901.7505 | 5560.7002 | 19462.4507 | 19462.4507 | 19462.4507 | 0 |  |  |  | ITEM | DESCRIPTION | QTY | UNIT | UNIT PRICE (Php) |  |  | AMOUNT (Php)
[12 empty] | 0 | 0 | 0 | 0 | 0 | 0 |  |  |  | 2. LAVATORY COUNTERTOP, Dim. 600mm x 1000mm with 150mm Splash Board and 200mm Fascia Board | [9 empty] | 0.6 | 1 | 0.6 | 1.6 | 0.6 | 0.15
| B. | TOILET ACCESSORIES | [9 empty] | 0 | 0 | 0 | 0 | 0 | 0 |  |  |  | MATERIAL | JET BLACK | 1.548 | m2 | P | 2300 | /m2 | P | 3560.4 |  | 0.15 | 1 | 0.15 | 1.15 | 1 | 0.6
|  | 1 | Hand Dryer | 5 | 5 | pcs |  | 0 | 400 | 2000 | 2000 | 0 | 556.07 | 556.07 | 2780.3501 | 2780.3501 | 0
|  | 2 | Toilet Paper Holder (OSM) | 10 | 10 | pcs |  | 0 | 250 | 2500 | 2500 | 0 | 347.5438 | 347.5438 | 3475.4376 | 3475.4376 | 0 | [9 empty] | Material Cost : | P | 3560.4 |  | 0.15 | 0.6 | 0.09 | 0.75 | 0.15 | 1
|  | 3 | Stainless Steel Grab Bar | 1 | 1 | set | 3870.9677 | 3870.9677 | 700 | 700 | 4570.9677 | 5381.3228 | 973.1225 | 6354.4453 | 6354.4453 | 6354.4453 | 0 | [13 empty] | 0.15 | 0.6 | 0.09 | 0.75 |  | 0.6
|  | 4 | 1100mm x 60mm x 6mm THK mirror on 6mm THK marine plywood backing | 7 | 7 | sets | 2337.1111 | 16359.7778 | 1200 | 8400 | 24759.7778 | 3248.9935 | 1668.2101 | 4917.2036 | 34420.4252 | 34420.4252 | 0 |  |  |  | LABOR | Installation works | 1.29 | m2 | P | 400 | /m2 | P | 516 |  | 0.2 | 1.8 | 0.36 | 2 |  | 0.2
|  | 5 | Ga. 18 steel shelving 250mm x 600mm | 2 | 2 | pcs | 3000 | 6000 | 450 | 900 | 6900 | 4170.5251 | 625.5788 | 4796.1039 | 9592.2078 | 9592.2078 | 0 |  |  |  |  | Cutting Works | 6.25 | m2 |  | 100 | /m2 |  | 625
|  | 6 | Mop Rack | 2 | 2 | pcs | 3500 | 7000 | 450 | 900 | 7900 | 4865.6127 | 625.5788 | 5491.1914 | 10982.3829 | 10982.3829 | 0 |  |  |  |  | Top Flat Edge Polished | 1.75 | lm |  | 400 | /lm |  | 700
|  | 7 | Aluminum Tile Trim | 41.04 | 42 | lm | 186.0465 | 7813.9535 | 165 | 6930 | 14743.9535 | 258.6372 | 229.3789 | 488.0161 | 20496.6762 | 20496.6762 | 0 |  |  |  |  | SB Flat Edge Polished | 2.55 | lm |  | 400 | /lm |  | 1020
|  | 8 | 1.2mm THK Stainless Steel End Cap | 1.2 | 2.4 | lm | 1720.9302 | 4130.2326 | 260 | 624 | 4754.2326 | 2392.3943 | 361.4455 | 2753.8398 | 6609.2155 | 6609.2155 | 0 |  |  |  |  | Sink Hole | 1 | hole |  | 500 | /hole |  | 500
|  | 9 | 1.2mm THK Stainless Steel End Cap | 1.2 | 2.4 | lm | 1720.9302 | 4130.2326 | 260 | 624 | 4754.2326 | 2392.3943 | 361.4455 | 2753.8398 | 6609.2155 | 6609.2155 | 0 | [9 empty] | Labor Cost : | P | 3361 |  |  |  | 1.29 | 6.25 | 1.75 | 2.55
[16 empty] | 0 | [10 empty] | Sub-Total Materials and Labor Cost : | P | 6921.4
| SUBTOTAL VI | [6 empty] | 88096.0854 |  | 58428 | 146524.0854 |  |  |  | 203694.1272 | 203694.1272 | 0
[11 empty] | 6488593.3834 |  |  |  |  | 9020280.6116
| GRAND TOTAL AMOUNT (VAT INC.) | [6 empty] | 4730309.0636 |  | 1758284.3198 | 6488593.3834 | 9017500.4133 |  |  |  | 9020280.6116 | -2780.1983
[21 empty] | ITEM | DESCRIPTION | QTY | UNIT | UNIT PRICE (Php) |  |  | AMOUNT (Php) | [6 empty] | top | SB
[21 empty] | 3. LAVATORY COUNTERTOP, Dim. 600mm x 2250mm with 100mm Splash Board and 65mm Fascia Board | [9 empty] | 0.6 | 2.25 | 1.35 | 2.85 | 0.6 | 0.1
[21 empty] | MATERIAL | JET BLACK | 2.2095 | m2 | P | 2300 | /m2 | P | 5081.85 |  | 0.1 | 2.25 | 0.225 | 2.35 | 2.25 | 0.6
[27 empty] | Material Cost : | P | 5081.85 |  | 0.1 | 0.6 | 0.06 | 0.7 | 0.1 | 2.25
Prepared by: | [30 empty] | 0.1 | 0.6 | 0.06 | 0.7 |  | 0.6
[21 empty] | LABOR | Installation works | 1.8413 | m2 | P | 400 | /m2 | P | 736.5 |  | 0.065 | 2.25 | 0.14625 | 2.315 |  | 0.1
For KONSTRUKTURA | [21 empty] | Cutting Works | 8.915 | m2 |  | 100 | /m2 |  | 891.5
[22 empty] | Top Flat Edge Polished | 2.95 | lm |  | 400 | /lm |  | 1180
[22 empty] | SB Flat Edge Polished | 3.65 | lm |  | 400 | /lm |  | 1460
Engr. Gerald Borja | [21 empty] | Sink Hole | 1 | hole |  | 500 | /hole |  | 500 |  |  |  | 1.8413 | 8.915 | 2.95 | 3.65
Engineering Department | [26 empty] | Labor Cost : | P | 4768
[27 empty] | Sub-Total Materials and Labor Cost : | P | 9849.85
[21 empty] | ITEM | DESCRIPTION | QTY | UNIT | UNIT PRICE (Php) |  |  | AMOUNT (Php) | [6 empty] | top | SB
[21 empty] | 4. LAVATORY COUNTERTOP, Dim. 600mm x 3200mm with 100mm Splash Board and 65mm Fascia Board | [9 empty] | 0.6 | 3.2 | 1.92 | 3.8 | 0.6 | 0.1
[13 empty] | DC |  | 6488593.3834 | [5 empty] | MATERIAL | JET BLACK | 3.0816 | m2 | P | 2300 | /m2 | P | 7087.68 |  | 0.1 | 3.2 | 0.32 | 3.3 | 3.2 | 0.6
[27 empty] | Material Cost : | P | 7087.68 |  | 0.1 | 0.6 | 0.06 | 0.7 | 0.1 | 3.2
[9 empty] | Mobilization |  | incl | CONT | 194657.8015 |  | 6683251.1849 | [15 empty] | 0.1 | 0.6 | 0.06 | 0.7 |  | 0.6
[9 empty] | Demobilization |  | incl | OH | 328828.3499 |  | 7012079.5349 | [5 empty] | LABOR | Installation works | 2.568 | m2 | P | 400 | /m2 | P | 1027.2 |  | 0.065 | 3.2 | 0.208 | 3.265 |  | 0.1
[9 empty] | Bonds/Ins |  | by owner | OTHERS |  |  | 7012079.5349 | [6 empty] | Cutting Works | 11.765 | m2 |  | 100 | /m2 |  | 1176.5
[9 empty] | Permits |  | by owner | PROF | 1051811.9302 |  | 8063891.4651 | [6 empty] | Top Flat Edge Polished | 3.9 | lm |  | 400 | /lm |  | 1560
[8 empty] | ?? | Contractors Tax |  |  | TAX | 806389.1465 |  | 8870280.6116 |  | -147219.8017 |  |  |  |  | SB Flat Edge Polished | 4.6 | lm |  | 400 | /lm |  | 1840
[9 empty] | Supervision |  | incl | [10 empty] | Sink Hole | 1 | hole |  | 500 | /hole |  | 500 |  |  |  | 2.568 | 11.765 | 3.9 | 4.6
[9 empty] | TK/Foreman |  | 64761.9048 | GT W/O VAT | 2381687.2282 |  | 9020280.6116 | [11 empty] | Labor Cost : | P | 6103.7
[9 empty] | ofc staff |  | 30000 | GT W/VAT | 2381687.2282 |  | 150000 | [11 empty] | Sub-Total Materials and Labor Cost : | P | 13191.38
[9 empty] | ofc suppplies |  | 15000
[9 empty] | Transportation Staff |  | 18000
[9 empty] | Communication |  | 18000
[8 empty] | xx | Tools/equipt.
[9 empty] | Barracks |  | 37209.3023
[9 empty] | temfacil |  | incl
[8 empty] | xx | TOILET | [12 empty] | facial mirror |  |  | unit | kci qty | qty | um | tm | ul | tl
[9 empty] | H. Keeping |  | 16000 | [10 empty] | 6mm THK mirror |  |  | sq.ft | 7.1005 | 8 | 200 | 1600 |  | 0
[9 empty] | Demolition |  | incl | [10 empty] | edge polish |  |  | lm | 3.4 | 3.5 | 20 | 70 |  | 0
[8 empty] | xx | handling | [12 empty] | 1" wide beveled |  |  | lm | 3.4 | 3.5 | 16 | 56 |  | 0
[8 empty] | xx | hauling materials | [12 empty] | plywood backing |  |  | sq.m | 0.66 | 0.8 | 138.8889 | 111.1111 |  | 0
[8 empty] | xx | hauling out of debris | [12 empty] | consumables |  |  | lot | 1 | 1 | 500 | 500 |  | 0
[8 empty] | xx | utilities water | [19 empty] | 2337.1111 |  | 0
[8 empty] | xx?? | utilities electric
[9 empty] | temp util deposits |  | 15000
[8 empty] | xx | safety
[9 empty] | Rep |  | 15000
[9 empty] | bodegero w/ cellphone |  | 42857.1429 | [10 empty] | 6mm THK coated glass |  |  | sq.m | 12.6 | 13 | 3752.9302 | 48788.093 | 1313.5256 | 17075.8326
[9 empty] | Professional Fee |  | none | [10 empty] | consumables |  |  | lot | 1 | 1 | 2000 | 2000 | 1000 | 1000
[9 empty] | reports |  | 10000 | [17 empty] | 50788.093 |  | 18075.8326
Plans
[9 empty] | As-built plans |  | incl
[9 empty] | Shop drawing |  | 3500
[9 empty] | Board up |  | incl
[9 empty] | Signboards |  | 3500
[9 empty] | Signals & warnings |  | 3500
[9 empty] | Sec guard |  | 0
[9 empty] | Protection of prop |  | 12000
[9 empty] | exhaust fans/vac |  | none
[9 empty] | ads |  | 8500
[9 empty] | messenger |  | 8500
[9 empty] | janitor |  | none
[8 empty] | xx | Testing and Commissioning
[9 empty] | Restoration |  | none
[9 empty] | Nurse |  | none
[9 empty] | Final Cleaning |  | 7500
Scaffolding
[9 empty] | Line/Grade |  | by owner
[8 empty] | xx | Health Certificate
Warranty
Note on E45: KCI PC#04-1: ung 85 para sa stair under slab (main & fire exit stair)
Note on E46: KCI PC#04-1: yung 46 sq.m para sa ficemboard parapet
Note on H50: KCI PC#04-1: kasama painting dito
Note on J50: KCI PC#04-1: kasama painting dito
Note on H51: KCI PC#04-1: kasama painting dito
Note on J51: KCI PC#04-1: kasama painting dito
Note on H53: KCI PC#04-1: kasama paintng dito
Note on J53: KCI PC#04-1: kasama painting dito
Note on E57: KCI PC#04-1: ilalim ng hagdan (main stair at fire exit)
Note on H67: KCI PC#04-1: kasama na hamba at pintura ng hamba( labor & material)
Note on H68: KCI PC#04-1: kasama na hamba at pintura ng hamba( labor & material)
Note on H69: KCI PC#04-1: kasama na hamba at pintura ng hamba( labor & material)
Note on H70: KCI PC#04-1: kasama na hamba at pintura ng hamba( labor & material)
Note on H71: KCI PC#04-1: kasama na hamba at pintura ng hamba( labor & material)
Note on D72: KCI PC#04-1: By: Rapid Forming
Note on H72: KCI PC#04-1: POWDER COATED FINISH NA.
Note on D74: KCI PC#04-1: By: Rapid Forming
Note on H74: KCI PC#04-1: POWDER COATED FINISH NA.
Note on E115: KCI PC#04-1: 3 pcs. Per door
Note on E118: 4 pcs. Per door( metal door w/ panic device)
Note on D219: KCI PC#04-1: 5GPM
Note on D227: KCI PC#04-1: at slop sink
Note on H227: KCI PC#04-1: pinresyohan q lang.
Note on D228: KCI PC#04-1: at slop sink
Note on H228: KCI PC#04-1: pinresyohan q lang.
Note on D230: KCI PC#04-1: @ slop sink
Note on L277: PPE

## Archi.(checked by prexy)for PDF
Project | : |  | Vertis North Sales Pavilion
Location | : |  | Edsa, North Triangle, Brgy. Bagong Pag-asa Quezon City
Subject | : |  | Bill of Quantities for Architectural,Electrical & Plumbing Works
Date | : |  | 2014-09-11
[36 empty] | GUARANTEE BOND |  |  |  | 2760000
[36 empty] | Net Premium | [5 empty] | 16560
[36 empty] | Doc. Stamps Tax | [5 empty] | 2100
ITEM | DESCRIPTION |  |  | KCI QTY | QTY | UNIT | UM | TM | UL | TL | DC | UNIT RATE |  |  | GROSS AMOUNT | [20 empty] | 12% VAT | [5 empty] | 1987.2
[12 empty] | MATERIAL | LABOR | TOTAL | [21 empty] | LGT | [5 empty] | 33.12
I | PRELIMINARIES | [34 empty] | Notarial Fee | [5 empty] | 200
|  | 1 | Mobilization / Demobilization | 1 | 1 | lot | 7500 | 7500 | 7500 | 7500 | 15000 | 10455.7766 | 10455.7766 | 20911.5532 | 20911.5532 | 20911.5532 | 0 | [18 empty] | Total Gross Prem. | [5 empty] | 20880.32
|  | 2 | Temporary Facilities | 1 | 1 | lot | 10000 | 10000 | 8000 | 8000 | 18000 | 13941.0354 | 11152.8283 | 25093.8638 | 25093.8638 | 25093.8638 | 0 | [18 empty] | Note: GUARANTEE BOND EQUALS TO SURETY BOND
|  | 3 | General Cleaning and Clearing of Site | 1 | 1 | lot | 5000 | 5000 | 10000 | 10000 | 15000 | 6970.5177 | 13941.0354 | 20911.5532 | 20911.5532 | 20911.5532 | 0
|  | 4 | Project Supervision (including safety officer) | 1 | 1 | lot |  | 0 | 213333.3333 | 213333.3333 | 213333.3333 | 0 | 297408.756 | 297408.756 | 297408.756 | 297408.756 | 0 | [18 empty] | PERFORMANCE BOND |  |  |  | 2760000
|  | 5 | Bonds and Insurances | 1 | 1 | lot | 53503.1589 | 53503.1589 | 2500 | 2500 | 56003.1589 | 74588.9434 | 3485.2589 | 78074.2022 | 78074.2022 | 78074.2022 | 0 | [18 empty] | Net Premium | [5 empty] | 15180
|  | 6 | Safety Requirements (Signages,PPE etc.) | 1 | 1 | lot | 35000 | 35000 | 5000 | 5000 | 40000 | 48793.624 | 6970.5177 | 55764.1417 | 55764.1417 | 55764.1417 | 0 | [18 empty] | Doc. Stamps Tax | [5 empty] | 1927.5
|  | 7 | Health Certificate | 1 | 1 | lot | 108000 | 108000 |  | 0 | 108000 | 150563.1827 | 0 | 150563.1827 | 150563.1827 | 150563.1827 | 0 | [18 empty] | 12% VAT | [5 empty] | 1821.6
|  | 8 | Permits, Clearances & Licenses (By Owner) | 1 | 1 | lot |  | 0 |  | 0 | 0 | 0 | 0 | 0 | 0 | 0 | 0 | [18 empty] | LGT | [5 empty] | 30.36
|  | 9 | Electric Consumption (Genset) | 1320 | 1320 | hrs. | 390 | 514800 | 76 | 100320 | 615120 | 543.7004 | 105.9519 | 649.6523 | 857540.9717 | 857540.9717 | 0 | [18 empty] | Notarial Fee | [5 empty] | 200
|  | 10 | Water Consumption | 1 | 1 | lot | 46601.9417 | 46601.9417 | 4000 | 4000 | 50601.9417 | 64967.9321 | 5576.4142 | 70544.3463 | 70544.3463 | 70544.3463 | 0 | [18 empty] | Total Gross Prem. | [5 empty] | 19159.46
|  | 11 | Temporary Enclosure | 1 | 1 | lot |  | 0 |  | 0 | 0 | 0 | 0 | 0 | 0 | 0 | 0
|  | 12 | As-built Plans | 1 | 1 | lot | 10000 | 10000 | 15000 | 15000 | 25000 | 13941.0354 | 20911.5532 | 34852.5886 | 34852.5886 | 34852.5886 | 0 | [18 empty] | CARI |  |  |  | 9200000
|  | 13 | Tools and Equipment | 1 | 1 | lot | 45000 | 45000 |  | 0 | 45000 | 62734.6595 | 0 | 62734.6595 | 62734.6595 | 62734.6595 | 0 | [18 empty] | Net Premium | [5 empty] | 13800
|  | 14 | Portable Toilet | 1 | 1 | lot | 32380.9524 | 32380.9524 | 2000 | 2000 | 34380.9524 | 45142.4005 | 2788.2071 | 47930.6075 | 47930.6075 | 47930.6075 | 0 | [18 empty] | Doc. Stamps Tax | [5 empty] | 1725
|  | 15 | Handling and Hauling of Materials | 1 | 1 | lot | 51650.4854 | 51650.4854 | 22135.9223 | 22135.9223 | 73786.4078 | 72006.1248 | 30859.7678 | 102865.8925 | 102865.8925 | 102865.8925 | 0 | [18 empty] | 12% VAT | [5 empty] | 1656
|  | 16 | Hauling out of Debris | 1 | 1 | lot | 15000 | 15000 | 8500 | 8500 | 23500 | 20911.5532 | 11849.8801 | 32761.4333 | 32761.4333 | 32761.4333 | 0 | [18 empty] | LGT | [5 empty] | 27.6
|  | 17 | Testing and Commissioning | 1 | 1 | lot | 10000 | 10000 | 5000 | 5000 | 15000 | 13941.0354 | 6970.5177 | 20911.5532 | 20911.5532 | 20911.5532 | 0 | [18 empty] | Total Gross Prem. | [5 empty] | 17208.6
[16 empty] | 0 | 0
| SUBTOTAL I | [6 empty] | 944436.5384 |  | 403289.2557 | 1347725.7941 |  |  |  | 1878869.3053 | 1878869.3053 | 0 |  |  |  | "FF-02" VINYL TILE INSTALLATION (per sq m) |  |  | unit | kci qty | qty | um | tm | ul | tl
II | ARCHITECTURAL WORKS | [14 empty] | 0 | 0 |  |  |  | 3.0mmx450mmx450mm vinyl tiles |  |  | pc | 4.93 | 5.15 | 145.283 | 748.2075 | 18 | 92.7
| A. | FLOOR FINISHES | [13 empty] | 0 |  |  |  |  | adhesive |  |  | gallon | 0.0493 | 0.05 | 552.381 | 27.619 |  | 0
|  | 1 | FF-01 600x600mm non-skid Homogenous Tiles (TAICERA G68428 bush hammer grey) | 494.8 | 498 | sq. m | 845.4717 | 421044.9057 | 214.6 | 106870.8 | 527915.7057 | 1178.6751 | 299.1746 | 1477.8497 | 735969.156 | 735969.156 | 0 |  |  |  | mortar (topping) included @ other item |  |  | sq m | 1 | 1 | 0 | 0 | 0 | 0
|  | 2 | FF-02 450x450mm Vinyl tiles Carpet finish (HANWHA GT-C9710) | 262 | 265 | sq. m | 775.8266 | 205594.0476 | 75 | 19875 | 225469.0476 | 1081.5826 | 104.5578 | 1186.1404 | 314327.1982 | 314327.1982 | 0 | [10 empty] | 775.8266 |  | 92.7
|  | 3 | FF-03 300x300mm non-skid Ceramic tiles (TAICERA G38529 Rustik DK Grey) | 23.6 | 26 | sq. m | 799.434 | 20785.283 | 216 | 5616 | 26401.283 | 1114.4937 | 301.1264 | 1415.6201 | 36806.1222 | 36806.1222 | 0
|  | 4 | FF-04 400x200mm non-skid Porcelain tiles (Accent) | 12 | 14 | sq. m | 1281.3208 | 17938.4906 | 214.5 | 3003 | 20941.4906 | 1786.2938 | 299.0352 | 2085.329 | 29194.6062 | 29194.6062 | 0
|  | 5 | FF-04a 600x200mm non-skid Porcelain tiles (Field) COTTO Cement Wood City Lt. Grey | 28.5 | 31 | sq. m | 1293.5849 | 40101.1321 | 215.1 | 6668.1 | 46769.2321 | 1803.3913 | 299.8717 | 2103.263 | 65201.1522 | 65201.1522 | 0 |  |  |  | "FF-01" TILE INSTALLATION (per sq m) |  |  | unit | kci qty | qty | um | tm | ul | tl
|  | 6 | FF-05 Plain cement | 45.86 | 48 | sq. m |  | 0 |  | 0 | 0 | 0 | 0 | 0 | 0 | 0 | 0 |  |  |  | 600mmx600mm tiles |  |  | pc | 2.77 | 2.9 | 264.1509 | 766.0377 | 74 | 214.6
|  | 7 | FF-06 600x600mm Homogenous Tiles Lapatto Finish | 238.71 | 242 | sq. m | 1060.7424 | 256699.6544 | 215.1 | 52054.2 | 308753.8544 | 1478.7847 | 299.8717 | 1778.6564 | 430434.8425 | 430434.8425 | 0 |  |  |  | tile adhesive |  |  | bag | 0.25 | 0.25 | 268.8679 | 67.217 |  | 0
|  | 8 | Floor finish @ model units and video room | 173.29 | 0 | sq. m |  | 0 |  | 0 | 0 | 0 | 0 | 0 | 0 | 0 | 0 |  |  |  | tile grout |  |  | kg | 0.25 | 0.35 | 34.9057 | 12.217 |  | 0
[21 empty] | mortar (topping) included @ other item |  |  | sq m | 1 | 1 | 0 | 0 | 0 | 0
| B. | WALL FINISHES | [25 empty] | 845.4717 |  | 214.6
|  | 1 | WF- 600mm x 200mm Non-skid Porcelain Tiles (Accent) | 16.22 | 18 | sq.m | 1177.3113 | 21191.6038 | 215.1 | 3871.8 | 25063.4038 | 1641.2939 | 299.8717 | 1941.1656 | 34940.98 | 34940.98 | 0
|  | 2 | WF- 600mm x 200mm Non-skid Porcelain Tiles (Field) | 44.33 | 46 | sq.m | 1287.6887 | 59233.6792 | 215.1 | 9894.6 | 69128.2792 | 1795.1714 | 299.8717 | 2095.043 | 96371.9791 | 96371.9791 | 0
|  | 3 | Paint Finish interior (color to be verified) | 1435 | 1450 | sq.m | 160 | 232000 | 160 | 232000 | 464000 | 223.0566 | 223.0566 | 446.1131 | 646864.0442 | 646864.0442 | 0
|  | 4 | Paint Finish Exterior (color to be verified) | 731 | 744 | sq.m | 170 | 126480 | 185 | 137640 | 264120 | 236.9976 | 257.9092 | 494.9068 | 368210.6279 | 368210.6279 | 0
|  | 5 | Wall finish @ model units and video room | N/A | 0 | [6 empty] | 0 | 0 | 0 | 0 | 0 | 0
| C. | CEILING FINISHES
|  | 1 | CF-1 12mm thk. Gypsum Board on Metal Furring on Latex Flat Painted Finish | 269 | 273 | sq.m | 421.4 | 115042.2 | 367.5 | 100327.5 | 215369.7 | 587.4752 | 512.3331 | 1099.8083 | 300247.6619 | 300247.6619 | 0
|  | 2 | CF-2 12mm thk. Moisture Resistant Gypsum Board | 36.7 | 39 | sq.m | 492 | 19188 | 375 | 14625 | 33813 | 685.8989 | 522.7888 | 1208.6878 | 47138.8231 | 47138.8231 | 0
|  |  | on Metal Furring on Latex Flat Painted Finish | [17 empty] | "FF-03" TILE INSTALLATION (per sq m) |  |  | unit | kci qty | qty | um | tm | ul | tl
|  | 3 | CF-3 6mm thk. Fiber Cement Board on Metal Furring | 62 | 64 | sq.m | 472.36 | 30231.04 | 367.5 | 23520 | 53751.04 | 658.5187 | 512.3331 | 1170.8518 | 74934.5153 | 74934.5153 | 0 |  |  |  | 300mmx300mm tiles |  |  | pc | 11.11 | 12 | 60 | 720 | 18 | 216
|  |  | on Latex Flat Painted Finish | [17 empty] | tile adhesive |  |  | bag | 0.25 | 0.25 | 268.8679 | 67.217 |  | 0
|  | 4 | CF4- 20mm thk x 600mm x 600mm Acoustic Ceiling | 252 | 255 | sq.m | 395.2381 | 100785.7143 | 225 | 57375 | 158160.7143 | 551.0028 | 313.6733 | 864.6761 | 220492.4122 | 220492.4122 | 0 |  |  |  | tile grout |  |  | kg | 0.25 | 0.35 | 34.9057 | 12.217 |  | 0
|  |  | Board on Oven-baked T-runners | [17 empty] | mortar (topping) included @ other item |  |  | sq m | 1 | 1 | 0 | 0 | 0 | 0
|  | 5 | CF5- Exposed Slab (Plain Cement Plastered Finish) | 80.25 | 82 | sq.m |  | 0 |  | 0 | 0 | 0 | 0 | 0 | 0 | 0 | 0 |  |  |  | mortar |  |  | sq m | 1 | 1 | 0 | 0 | 0 | 0
|  | 6 | Cove Ceiling Painted finish (color to be verified) | 61.7 | 63 | lm | 130 | 8190 | 120 | 7560 | 15750 | 181.2335 | 167.2924 | 348.5259 | 21957.1308 | 21957.1308 | 0 | [10 empty] | 799.434 |  | 216
[12 empty] | 0 | 0 | 0 | 0 | 0 | 0
|  | 7 | Others (Model Units excluded) | 152.9 | 154 | sq.m |  | 0 |  | 0 | 0 | 0 | 0 | 0 | 0 | 0 | 0
| D. | DOORS
|  | 1 | D1- 2400x2000mm - Double Swing glass door & 12mm thk. | 3 | 3 | sets |  | 0 |  | 0 | 0 | 0 | 0 | 0 | 0 | 0 | 0
|  |  | clear Tempered glass door on Aluminum frame Powder coated | [8 empty] | 0 | 0 | 0 | 0 | 0 | 0
|  | 2 | D2- 2400x2050mm - Double Swing glass door & 12mm thk. | 1 | 1 | set |  | 0 |  | 0 | 0 | 0 | 0 | 0 | 0 | 0 | 0
|  |  | clear Tempered glass door on Aluminum frame Powder coated | [8 empty] | 0 | 0 | 0 | 0 | 0 | 0
|  | 1 | D3- 2100x900mm - 45mm thk. Hollow Core HDF door | 2 | 2 | sets | 6553.3981 | 13106.7961 | 700 | 1400 | 14506.7961 | 9136.1155 | 975.8725 | 10111.9879 | 20223.9759 | 20223.9759 | 0 |  |  |  | tile grout |  |  | kg | 0.25 | 0.35 | 34.9057 | 12.217 |  | 0
|  | 2 | D4- 2100x800mm - 45mm thk. Hollow Core HDF door | 4 | 4 | sets | 6553.3981 | 26213.5922 | 700 | 2800 | 29013.5922 | 9136.1155 | 975.8725 | 10111.9879 | 40447.9517 | 40447.9517 | 0 |  |  |  | mortar (topping) included @ other item |  |  | sq m | 1 | 1 | 0 | 0 |  | 0
|  | 3 | D5- 2100x750mm - 45mm thk. Hollow Core HDF door w/ Wooden Louver | 7 | 7 | sets | 8495.1456 | 59466.0194 | 700 | 4900 | 64366.0194 | 11843.1126 | 975.8725 | 12818.9851 | 89732.8958 | 89732.8958 | 0 | [10 empty] | 12.217 |  | 0
|  | 4 | D6- 2100x900mm - 45mm thk. Hollow Core HDF door w/ Wooden Louver | 1 | 1 | set | 8495.1456 | 8495.1456 | 700 | 700 | 9195.1456 | 11843.1126 | 975.8725 | 12818.9851 | 12818.9851 | 12818.9851 | 0
|  | 5 | D7- 2100x500mm - 45mm thk. Hollow Core HDF door w/ Wooden Louver | 2 | 2 | sets | 7330.0971 | 14660.1942 | 650 | 1300 | 15960.1942 | 10218.9143 | 906.1673 | 11125.0816 | 22250.1633 | 22250.1633 | 0 |  |  |  | "FF-04a" TILE INSTALLATION (per sq m) |  |  | unit | kci qty | qty | um | tm | ul | tl
|  | 6 | D8- 2100x900mm - 18 GA. Cold rolled, hot dipped | 3 | 3 | sets | 7877.3585 | 23632.0755 | 700 | 2100 | 25732.0755 | 10981.8534 | 975.8725 | 11957.7259 | 35873.1776 | 35873.1776 | 0 |  |  |  | 600mmx200mm tiles |  |  | pc | 8.33 | 9 | 134.9057 | 1214.1509 | 23.9 | 215.1
|  |  | Galvanized Steel w/ Rockwool infill | [17 empty] | tile adhesive |  |  | bag | 0.25 | 0.25 | 0 | 0 |  | 0
|  | 7 | D9- 2400x900mm - 18 GA. Cold rolled, hot dipped | 1 | 1 | set | 8584.9057 | 8584.9057 | 700 | 700 | 9284.9057 | 11968.2474 | 975.8725 | 12944.1199 | 12944.1199 | 12944.1199 | 0 |  |  |  | tile grout |  |  | kg | 0.25 | 0.35 | 34.9057 | 12.217 |  | 0
|  |  | Galvanized Steel w/ Rockwool infill | [17 empty] | mortar (topping) included @ other item |  |  | sq m | 1 | 1 | 0 | 0 | 0 | 0
1.07
| E. | WINDOWS (BY OTHERS)
|  | 1 | W1- 6800x4555mm - (Fixed window) 10mm thk. Clear | 1 | 1 | set |  | 0 |  | 0 | 0 | [6 empty] | 236951.1 | 41814.9
tempered glass on Aluminum frame Powder coated finish
|  | 2 | W2- (Fixed window) 10mm thk. Clear tempered glass | 1 | 1 | set |  | 0 |  | 0 | 0 | [6 empty] | 102379.95 | 18067.05
on Aluminum frame Powder coated finish
|  | 3 | W3- (Fixed window) 10mm thk. Clear tempered glass | 1 | 1 | set |  | 0 |  | 0 | 0 | [6 empty] | 81113.375 | 14314.125
on Aluminum frame Powder coated finish
|  | 4 | W4- (Fixed window) 10mm thk. Clear tempered glass | 1 | 1 | set |  | 0 |  | 0 | 0 | [6 empty] | 38540.7 | 6801.3
on Aluminum frame Powder coated finish
|  | 5 | W5- 600x2750mm - (Awning window) 6mm thk., Annealed | 2 | 2 | sets |  | 0 |  | 0 | 0 | [6 empty] | 10729.125 | 1893.375
glass on Aluminum frame Powder coated finish
|  | 6 | W6- 600x3550mm - (Awning window) 6mm thk., Annealed | 2 | 2 | sets |  | 0 |  | 0 | 0 | [6 empty] | 13850.325 | 2444.175
glass on Aluminum frame Powder coated finish
|  | 7 | W7- 600x1800mm - (Awning window) 6mm thk., Annealed | 4 | 4 | sets |  | 0 |  | 0 | 0 | [6 empty] | 7022.7 | 1239.3
glass on Aluminum frame Powder coated finish
|  | 8 | W8- 600x900mm - (Awning window) 6mm thk., Annealed | 1 | 1 | set |  | 0 |  | 0 | 0 | [6 empty] | 3511.35 | 619.65
glass on Aluminum frame Powder coated finish
|  | 9 | W9- 8510x2400mm - (Fixed window) 10mm thk. Clear | 1 | 1 | set |  | 0 |  | 0 | 0 | [6 empty] | 156243.6 | 27572.4
tempered glass on Aluminum frame Powder coated finish
|  | 10 | W10- (Fixed window) 10mm thk. Clear tempered glass | 1 | 1 | set |  | 0 |  | 0 | 0 | [6 empty] | 170181.9 | 30032.1
on Aluminum frame Powder coated finish
|  | 11 | W11- 2400x900mm - (Awning type window w/ Fixed glass) | 24 | 24 | sets |  | 0 |  | 0 | 0 | [6 empty] | 15606 | 2754
10mm thk. clear float tempered glass on Aluminum
frame Powder coated finish
|  | 12 | W12- 2400x1200mm - (Awning type window w/ Fixed glass) | 1 | 1 | set |  | 0 |  | 0 | 0 | [6 empty] | 20808 | 3672
10mm thk. clear float tempered glass on Aluminum
frame Powder coated finish
|  | 13 | W13- 2400x6700mm - (Fixed window) 10mm thk. Clear float | 1 | 1 | set |  | 0 |  | 0 | 0 | [6 empty] | 67116 | 11844
tempered glass on Aluminum frame Brown Powder coated finish
|  | 14 | W14- 2400x9000mm - (Fixed window) 10mm thk. Clear float | 1 | 1 | set |  | 0 |  | 0 | 0 | [6 empty] | 128520 | 22680
tempered glass on Aluminum frame Brown Powder coated finish
|  | 15 | W15- 2400x6900mm - (Fixed window) 10mm thk. Clear float | 1 | 1 | set |  | 0 |  | 0 | 0 | [6 empty] | 68544 | 12096
tempered glass on Aluminum frame Brown Powder coated finish
|  | 16 | W16- 2400x3660mm - (Fixed window) 10mm thk. Clear float | 1 | 1 | set |  | 0 |  | 0 | 0 | [6 empty] | 52264.8 | 9223.2
tempered glass on Aluminum frame Brown Powder coated finish
| F. | HARDWARES
|  | 1 | Mortise Leverset in Satin Finish Schlage or approved equal | 20 | 20 | sets | 2285.7143 | 45714.2857 | 350 | 7000 | 52714.2857 | 3186.5224 | 487.9362 | 3674.4586 | 73489.1725 | 73489.1725 | 0
|  | 2 | 1 1/2 pairs 3 1/2" x 3 1/2" x 0.13 standard weight and | 48 | 48 | pcs | 333.3333 | 16000 | 75 | 3600 | 19600 | 464.7012 | 104.5578 | 569.2589 | 27324.4295 | 27324.4295 | 0 |  |  |  | "FFD-04" TILE INSTALLATION (per sq m) |  |  | unit | kci qty | qty | um | tm | ul | tl
|  |  | standard duty 2-ball bearing hinges non removable in satin finish | [17 empty] | 400mmx200mm tiles |  |  | pc | 12.5 | 13 | 92.4528 | 1201.8868 | 16.5 | 214.5
|  | 3 | Panic Hardware | 4 | 4 | sets | 3809.5238 | 15238.0952 | 400 | 1600 | 16838.0952 | 5310.8706 | 557.6414 | 5868.5121 | 23474.0482 | 23474.0482 | 0 |  |  |  | tile adhesive |  |  | bag | 0.25 | 0.25 | 268.8679 | 67.217 |  | 0
|  | 4 | Koyo Ball Bearing S/S Hinges | 16 | 16 | sets | 714.2857 | 11428.5714 | 75 | 1200 | 12628.5714 | 995.7882 | 104.5578 | 1100.346 | 17605.5362 | 17605.5362 | 0 |  |  |  | tile grout |  |  | kg | 0.25 | 0.35 | 34.9057 | 12.217 |  | 0
[21 empty] | mortar (topping) included @ other item |  |  | sq m | 1 | 1 | 0 | 0 |  | 0
| G. | MISCELLANEOUS | [25 empty] | 1281.3208 |  | 214.5
|  | 1 | Non-slip Aluminum Stair Nosing | 76.8 | 78 | lm | 220 | 17160 | 75 | 5850 | 23010 | 306.7028 | 104.5578 | 411.2605 | 32078.3225 | 32078.3225 | 0
|  | 2 | 38mm x 38mm Non-slip Angle bar Nosing | 56.4 | 58 | lm | 133.3333 | 7733.3333 | 75 | 4350 | 12083.3333 | 185.8805 | 104.5578 | 290.4382 | 16845.4178 | 16845.4178 | 0 |  |  |  | "FF-04a" TILE INSTALLATION (per sq m) |  |  | unit | kci qty | qty | um | tm | ul | tl
|  | 3 | 3mm x 38mm x38mm Brass Threaded Nosing welded to 10mmØ anchor | 18.83 | 19.5 | lm | 785.7143 | 15321.4286 | 120 | 2340 | 17661.4286 | 1095.3671 | 167.2924 | 1262.6595 | 24621.8602 | 24621.8602 | 0 |  |  |  | 600mmx200mm tiles |  |  | pc | 8.33 | 9 | 134.9057 | 1214.1509 | 23.9 | 215.1
|  | 4 | Aluminum Threshold | 2 | 2 | lm | 1142.8571 | 2285.7143 | 175 | 350 | 2635.7143 | 1593.2612 | 243.9681 | 1837.2293 | 3674.4586 | 3674.4586 | 0 |  |  |  | tile adhesive |  |  | bag | 0.25 | 0.25 | 268.8679 | 67.217 |  | 0
|  | 5 | Signage | N/A |  |  |  | 0 |  | 0 | 0 | [9 empty] | tile grout |  |  | kg | 0.25 | 0.35 | 34.9057 | 12.217 |  | 0
|  | 6 | Green Wall | N/A |  |  |  | 0 |  | 0 | 0 | [9 empty] | mortar (topping) included @ other item |  |  | sq m | 1 | 1 | 0 | 0 | 0 | 0
|  | 7 | 6mm THK coated glass at toilet | 7.5 | 8 | sq.m | 4850.7767 | 38806.2136 | 856.0194 | 6848.1553 | 45654.3689 | 6762.485 | 1193.3797 | 7955.8647 | 63646.9175 | 63646.9175 | 0 | [10 empty] | 1293.5849 |  | 215.1
| H. | METAL/GLASS WORKS
|  | 1 | 10mm THK Tempered Glass for Main Stair Railings | 15.7 | 16.5 | lm | 7488.8312 | 123565.7143 | 1321.5584 | 21805.7143 | 145371.4286 | 10440.2061 | 1842.3893 | 12282.5954 | 202662.8237 | 202662.8237 | 0
|  | 2 | 10mm THK Tempered Glass for View Deck Railings | 8.5 | 9 | lm | 5025.1852 | 45226.6667 | 1256.2963 | 11306.6667 | 56533.3333 | 7005.6285 | 1751.4071 | 8757.0356 | 78813.3203 | 78813.3203 | 0
|  | 3 | Ramp Railing | 4 | 4 | lm | 6588.8095 | 26355.2381 | 3442.5 | 13770 | 40125.2381 | 9185.4827 | 4799.2014 | 13984.6842 | 55938.7366 | 55938.7366 | 0
|  | 4 | Paint finish for Entrance Canopy | 56 | 58 | sq.m | 185 | 10730 | 185 | 10730 | 21460 | 257.9092 | 257.9092 | 515.8183 | 29917.462 | 29917.462 | 0
| I. | TOILET PARTITIONS
|  | 1 | Ground Floor Male & Female Toilet Partition (JEBSEN Bescube) | 1 | 1 | set | 55937.4964 | 55937.4964 | 9871.3229 | 9871.3229 | 65808.8193 | 77982.662 | 13761.6462 | 91744.3082 | 91744.3082 | 91744.3082 | 0
|  | 2 | Second Floor Male & Female Toilet Partition (JEBSEN Bescube) | 1 | 1 | set | 75956.0279 | 75956.0279 | 13404.0049 | 13404.0049 | 89360.0328 | 105890.5676 | 18686.5708 | 124577.1384 | 124577.1384 | 124577.1384 | 0
|  | 3 | Urinal Partition (JEBSEN Bescube) | 1 | 1 | set | 3505.603 | 3505.603 | 618.6358 | 618.6358 | 4124.2389 | 4887.1736 | 862.4424 | 5749.616 | 5749.616 | 5749.616 | 0
| J. | CABINETRY
|  | 1 | Overhead, Under counter cabinet & granite countertop @ Ground Floor Pantry | 1 | 1 | set | 51235.8065 | 51235.8065 | 21958.2028 | 21958.2028 | 73194.0092 | 71351.7654 | 30579.328 | 101931.0935 | 101931.0935 | 102040.0276 | -108.9341 | [5 empty] | ENTRANCE CANOPY SKYLIGHT
|  | 2 | Overhead, Under counter cabinet & granite countertop @ Second Floor Pantry | 1 | 1 | set | 77624.1935 | 77624.1935 | 33267.5115 | 33267.5115 | 110891.7051 | 108100.6358 | 46328.8439 | 154429.4797 | 154429.4797 | 154594.519 | -165.0393 | [8 empty] | KCI QTY | QTY | UNIT | UM | TM | UL | TL
|  | 3 | Granite countertop at toilets (model units excluded) | 6.3 | 6.5 | lm | 2993.832 | 19459.9078 | 2819.5675 | 18327.1889 | 37787.0968 | 4248.6705 | 4001.3646 | 8250.0351 | 53625.228 | 52679.1255 | 946.1024 | [5 empty] | 10mm thk. Canadian Grey Color tempered |  |  | 34.9575 | 35 | sq.m | 4017.8571 | 140625 | 375 | 13125
[16 empty] | 0 | [6 empty] | 150Ømm Pipe Sched. 40 |  |  | 7 | 12 | lm | 370 | 4440 | 85 | 1020
| SUBTOTAL II | [6 empty] | 2487948.7757 |  | 982998.4032 | 3470947.1789 |  |  |  | 4839531.8905 | 4838859.7615 | 672.129 | [5 empty] | 200mmx 300mm x 6mm Tubular Steel |  |  | 11.8 | 12 | lm | 1513.9286 | 18167.1429 | 200 | 2400
III | ELECTRICALWORKS | [21 empty] | 50mmx 300mm x 6mm Tubular Steel |  |  | 52.575 | 54 | lm | 1060.7143 | 57278.5714 | 130 | 7020
| A. | LIGHTING FIXTURES | [20 empty] | 50mmx 150mm x 6mm Tubular Steel |  |  | 5.825 | 6 | lm | 315.4605 | 1892.7628 | 35 | 210
|  | 1 | 6" CFL Pin Light w/o diffuser | 67 | 67 | pcs | 342.8571 | 22971.4286 | 130 | 8710 | 31681.4286 | 477.9784 | 181.2335 | 659.2118 | 44167.1918 | 44167.1918 | 0 |  | 342.8571 | 50mm x 50mm x 3mm thk. SS cube w/ extruded aluminum and rubber gasket | [5 empty] | 41.475 | 42 | lm | 293.75 | 12337.5 | 60 | 2520
|  | 2 | 150mmX150mm Recessed Pinlight w/ 13W CFL | 88 | 88 | pcs | 797.1429 | 70148.5714 | 130 | 11440 | 81588.5714 | 1111.2997 | 181.2335 | 1292.5331 | 113742.9165 | 113742.9165 | 0 |  | 797.1429 |  |  |  | 0.60mm thk. SS End-Flashing |  |  | 5.83 | 6 | lm | 571.4286 | 3428.5714 | 150 | 900
|  | 3 | Porcelain Receptacle w/ 15W CFL | 4 | 4 | pcs | 247.619 | 990.4762 | 130 | 520 | 1510.4762 | 345.2066 | 181.2335 | 526.4401 | 2105.7602 | 2105.7602 | 0 |  | 247.619 |  |  |  | 300mmx 300mmx 20mm thk plate w/ |  |  | 2 | 2 | pcs | 847.8 | 1695.6 | 151 | 302
|  | 4 | 100X100X200mm Wall lamp w/ Glass Diffuser Alum | 18 | 18 | pcs | 1885.7143 | 33942.8571 | 210 | 3780 | 37722.8571 | 2628.881 | 292.7617 | 2921.6427 | 52589.5688 | 52589.5688 | 0 |  | 1885.7143 |  |  |  | 350mm x 450mmx 20mm thk. base plate w/ |  |  | 2 | 2 | pcs | 1483.2 | 2966.4 | 152 | 304
|  |  | CAS Body powder coated finish and 18W Warm White CFL | [19 empty] | 50mmx 300mm x 6mm Tubular Steel |  |  | 52.575 | 54 | lm | 1060.7143 | 57278.5714 | 130 | 7020
|  | 5 | Wall Lamp | 3 | 3 | pcs | 1542.8571 | 4628.5714 | 210 | 630 | 5258.5714 | 2150.9026 | 292.7617 | 2443.6644 | 7330.9931 | 7330.9931 | 0 |  | 1542.8571 |  |  |  | 20mmØ anchor bolts |  |  | 16 | 16 | pcs | 160 | 2560 | 35 | 560
|  | 6 | 600mmX1200mm Lighting fixture w/ 4-36W Fluorescent | 44 | 44 | pcs | 3333.3333 | 146666.6667 | 210 | 9240 | 155906.6667 | 4647.0118 | 292.7617 | 4939.7736 | 217350.0365 | 217350.0365 | 0 |  | 3333.3333 |  |  |  | primer paint |  |  | 58 | 60 | sq.m | 65 | 3900 | 65 | 3900
|  |  | Lamp, 220V 60HZ (Phillips) w/ Mirrorized Louvers | [19 empty] | welding |  |  | 1 | 1 | lot | 2000 | 2000 | 500 | 500
|  | 7 | Emergency Light | 25 | 25 | pcs | 2952.381 | 73809.5238 | 210 | 5250 | 79059.5238 | 4115.9247 | 292.7617 | 4408.6865 | 110217.1623 | 110217.1623 | 0 |  | 2952.381 |  |  |  | consumables |  |  | 1 | 1 | lot | 2000 | 2000 | 1000 | 1000 |  |  |  | "FF-06" TILE INSTALLATION (per sq m) |  |  | unit | kci qty | qty | um | tm | ul | tl
|  | 8 | Exit Light | 4 | 4 | pcs | 2285.7143 | 9142.8571 | 210 | 840 | 9982.8571 | 3186.5224 | 292.7617 | 3479.2841 | 13917.1365 | 13917.1365 | 0 |  | 2285.7143 | [10 empty] | 310570.1199 |  | 40781 |  |  |  | 600mmx600mm tiles |  |  | pc | 2.77 | 3 | 327.1028 | 981.3084 | 71.7 | 215.1
[36 empty] | tile adhesive |  |  | bag | 0.25 | 0.25 | 268.8679 | 67.217 |  | 0
| B. | WIRES & CABLES |  |  |  |  | 0.87 |  | 0.85 | [26 empty] | tile grout |  |  | kg | 0.25 | 0.35 | 34.9057 | 12.217 |  | 0
|  | 1 | 2.0mm² THHN | 2284 | 2450 | lm | 17.2414 | 42241.3793 | 5.8824 | 14411.7647 | 56653.144 | 24.0363 | 8.2006 | 32.2369 | 78980.3488 | 78980.3488 | 0 |  | 15 |  | 5 | [14 empty] | mortar (topping) included @ other item |  |  | sq m | 1 | 1 | 0 | 0 | 0 | 0
|  | 2 | 3.5mm² THHN | 6464 | 6880 | lm | 25.2874 | 173977.0115 | 8.2353 | 56658.8235 | 230635.835 | 35.2532 | 11.4809 | 46.734 | 321530.2349 | 321530.2349 | 0 |  | 22 |  | 7 | [21 empty] | 1060.7424 |  | 215.1
|  | 3 | 5.5mm² THHN | 1087 | 1215 | lm | 37.931 | 46086.2069 | 18.8235 | 22870.5882 | 68956.7951 | 52.8798 | 26.2419 | 79.1217 | 96132.9124 | 96132.9124 | 0 |  | 33 |  | 16
|  | 4 | 8mm² THHN | 1771 | 1880 | lm | 60.9195 | 114528.7356 | 18.8235 | 35388.2353 | 149916.9709 | 84.9281 | 26.2419 | 111.1701 | 208999.7804 | 208999.7804 | 0 |  | 53 |  | 16
|  | 5 | 14mm² THHN | 21 | 23 | lm | 95.4023 | 2194.2529 | 29.4118 | 676.4706 | 2870.7235 | 133.0007 | 41.003 | 174.0037 | 4002.0858 | 4002.0858 | 0 |  | 83 |  | 25 | [14 empty] | "WF-" Wall TILE INSTALLATION (per sq m) |  |  | unit | kci qty | qty | um | tm | ul | tl
|  | 6 | 22mm² THHN | 24 | 27 | lm | 149.4253 | 4034.4828 | 45.8824 | 1238.8235 | 5273.3063 | 208.3143 | 63.9648 | 272.2791 | 7351.535 | 7351.535 | 0 |  | 130 |  | 39 | [14 empty] | 600mmx200mm tiles "Accent" |  |  | pc | 8.33 | 9 | 122.6415 | 1103.7736 | 23.9 | 215.1
|  | 7 | 30mm² THHN | 9 | 11 | lm | 218.3908 | 2402.2989 | 67.0588 | 737.6471 | 3139.9459 | 304.4594 | 93.4869 | 397.9463 | 4377.4097 | 4377.4097 | 0 |  | 190 |  | 57 | [14 empty] | tile adhesive |  |  | bag | 0.25 | 0.25 | 245.283 | 61.3208 |  | 0
|  | 8 | 50mm² THHN | 34 | 47 | lm | 356.3218 | 16747.1264 | 109.4118 | 5142.3529 | 21889.4794 | 496.7495 | 152.5313 | 649.2809 | 30516.2008 | 30516.2008 | 0 |  | 310 |  | 93 | [14 empty] | tile grout |  |  | kg | 0.25 | 0.35 | 34.9057 | 12.217 |  | 0
|  | 9 | 150mm² THHN | 27 | 37 | lm | 1018.3908 | 37680.4598 | 311.7647 | 11535.2941 | 49215.7539 | 1419.7422 | 434.6323 | 1854.3745 | 68611.8569 | 68611.8569 | 0 |  | 886 |  | 265 | [14 empty] | mortar (topping) included @ other item |  |  | sq m | 1 | 1 | 0 | 0 | 0 | 0
|  | 10 | 250mm² THHN | 102 | 125 | lm | 1650.5747 | 206321.8391 | 505.8824 | 63235.2941 | 269557.1332 | 2301.0721 | 705.2524 | 3006.3244 | 375790.5546 | 375790.5546 | 0 |  | 1436 |  | 430 | [21 empty] | 1177.3113 |  | 215.1
| C. | SWITCHES & OUTLETS
|  | 1 | One Gang switch | 24 | 24 | sets | 108.046 | 2593.1034 | 44.7059 | 1072.9412 | 3666.0446 | 150.6273 | 62.3246 | 212.9519 | 5110.8458 | 5110.8458 | 0 |  | 94 |  | 38 | [14 empty] | "WF-" Wall TILE INSTALLATION (per sq m) |  |  | unit | kci qty | qty | um | tm | ul | tl
|  | 2 | Two Gang switch | 6 | 6 | sets | 163.2184 | 979.3103 | 52.9412 | 317.6471 | 1296.9574 | 227.5433 | 73.8055 | 301.3488 | 1808.0929 | 1808.0929 | 0 |  | 142 |  | 45 | [14 empty] | 600mmx200mm tiles "Field" |  |  | pc | 8.33 | 9 | 134.9057 | 1214.1509 | 23.9 | 215.1
|  | 3 | Three Gang switch | 3 | 3 | sets | 235.6322 | 706.8966 | 72.9412 | 218.8235 | 925.7201 | 328.4957 | 101.6876 | 430.1832 | 1290.5496 | 1290.5496 | 0 |  | 205 |  | 62 | [14 empty] | tile adhesive |  |  | bag | 0.25 | 0.25 | 245.283 | 61.3208 |  | 0
|  | 4 | Three Way switch | 4 | 4 | sets | 168.9655 | 675.8621 | 51.7647 | 207.0588 | 882.9209 | 235.5554 | 72.1654 | 307.7208 | 1230.8831 | 1230.8831 | 0 |  | 147 |  | 44 | [14 empty] | tile grout |  |  | kg | 0.25 | 0.35 | 34.9057 | 12.217 |  | 0
|  | 5 | 2-Gang CO w/ ground rod | 104 | 104 | sets | 275.8621 | 28689.6552 | 84.7059 | 8809.4118 | 37499.0669 | 384.5803 | 118.0888 | 502.6691 | 52277.5821 | 52277.5821 | 0 |  | 240 |  | 72 | [14 empty] | mortar (topping) included @ other item |  |  | sq m | 1 | 1 | 0 | 0 |  | 0
|  | 6 | 1-Gang CO w/ ground | 5 | 5 | sets | 180.4598 | 902.2989 | 55.2941 | 276.4706 | 1178.7694 | 251.5796 | 77.0857 | 328.6653 | 1643.3267 | 1643.3267 | 0 |  | 157 |  | 47 | [21 empty] | 1287.6887 |  | 215.1
|  | 7 | 2-Gang CO w/ ground slot wp | 10 | 10 | sets | 758.6207 | 7586.2069 | 155.2941 | 1552.9412 | 9139.1481 | 1057.5958 | 216.4961 | 1274.0919 | 12740.9187 | 12740.9187 | 0 |  | 660 |  | 132
| D. | PANEL BOARDS |  |  |  |  | 0.87
|  | 1 | 400A 3P MCB in NEMA 4X | 1 | 1 | set | 20235.6322 | 20235.6322 | 4117.6471 | 4117.6471 | 24353.2792 | 28210.5665 | 5740.4264 | 33950.9929 | 33950.9929 | 33950.9929 | 0 |  | 17605 |  | 3500
|  | 2 | 70A 3P Lugs only, 18-20A2PCB | 1 | 1 | set | 24827.5862 | 24827.5862 | 5882.3529 | 5882.3529 | 30709.9391 | 34612.2259 | 8200.6091 | 42812.835 | 42812.835 | 42812.835 | 0 |  | 21600 |  | 5000
|  | 3 | 100A 3P Lugs only, 18-20A2PCB | 1 | 1 | set | 24827.5862 | 24827.5862 | 5882.3529 | 5882.3529 | 30709.9391 | 34612.2259 | 8200.6091 | 42812.835 | 42812.835 | 42812.835 | 0 |  | 21600 |  | 5000 | [14 empty] | PEBBLES(per sq m) |  | unit | kci qty | qty | um | tm | ul | tl
|  | 4 | 300A 3P Lugs only, 2-20A2PCB | 1 | 1 | set | 25280.4598 | 25280.4598 | 4117.6471 | 4117.6471 | 29398.1068 | 35243.5785 | 5740.4264 | 40984.0049 | 40984.0049 | 40984.0049 | 0 |  | 21994 |  | 3500 | [15 empty] | sand | cu m | 0.008 | 0.01 | 1000 | 10 | 600 | 6
|  | 5 | 2-30A 2PCB, 9-50A2PCB, 5-50A3PCB | 1 | 1 | set | 49827.5862 | 49827.5862 | 5882.3529 | 5882.3529 | 55709.9391 | 69464.8145 | 8200.6091 | 77665.4236 | 77665.4236 | 77665.4236 | 0 |  | 43350 |  | 5000 | [15 empty] | cement | bag | 0.144 | 0.17 | 213.9535 | 36.3721 | 150 | 25.5
|  |  | 400A 3PCB, 1-70A3PCB, 1-100A3PCB | [33 empty] | pebbles | bag | 5 | 5 | 47.619 | 238.0952 | 20 | 100
|  | 6 | 20A 2P w/ NEMA 3R | 2 | 2 | sets | 1206.8966 | 2413.7931 | 305.8824 | 611.7647 | 3025.5578 | 1682.5388 | 426.4317 | 2108.9704 | 4217.9409 | 4217.9409 | 0 |  | 1050 |  | 260 | [20 empty] | 284.4673 |  | 131.5
|  | 7 | 30A 2P w/ NEMA 3R | 2 | 2 | sets | 1206.8966 | 2413.7931 | 305.8824 | 611.7647 | 3025.5578 | 1682.5388 | 426.4317 | 2108.9704 | 4217.9409 | 4217.9409 | 0 |  | 1050 |  | 260
|  | 8 | 50A 2P w/ NEMA 3R | 9 | 9 | sets | 1206.8966 | 10862.069 | 305.8824 | 2752.9412 | 13615.0101 | 1682.5388 | 426.4317 | 2108.9704 | 18980.7339 | 18980.7339 | 0 |  | 1050 |  | 260 | [14 empty] | Ramp railing |  | unit | kci qty | qty | um | tm | ul | tl
|  | 9 | 50A 3P w/ NEMA 3R | 5 | 5 | sets | 3333.3333 | 16666.6667 | 470.5882 | 2352.9412 | 19019.6078 | 4647.0118 | 656.0487 | 5303.0605 | 26515.3027 | 26515.3027 | 0 |  | 2900 |  | 400 | [14 empty] | 38mm dia. B.I pipe |  | lm | 26 | 30 | 257.1429 | 7714.2857 | 150 | 4500
|  | 10 | 1/2" Flexible Pipe | 240 | 247 | mts | 31.7813 | 7849.9921 | 12.9412 | 3196.4706 | 11046.4626 | 44.3065 | 18.0413 | 62.3478 | 15399.9127 | 15399.9127 | 0 |  | 27.6498 |  | 11 | [14 empty] | 6mm thk steel plate w/ 50mm long bar |  | pcs | 10 | 10 | 250 | 2500 | 65 | 650
|  | 11 | 1/2" Flexible Connector | 240 | 247 | pcs | 18.3908 | 4542.5287 | 7.0588 | 1743.5294 | 6286.0581 | 25.6387 | 9.8407 | 35.4794 | 8763.4159 | 8763.4159 | 0 |  | 16 |  | 6 | [14 empty] | 6mm thk steel plate w/ 12mmØ 75mm long bar |  | pcs | 10 | 10 | 280 | 2800 | 70 | 700
|  | 12 | Electrical Tape Big | 95 | 100 | pcs | 28.7356 | 2873.5632 | 10.5882 | 1058.8235 | 3932.3867 | 40.0604 | 14.7611 | 54.8215 | 5482.1543 | 5482.1543 | 0 |  | 25 |  | 9 | [14 empty] | plain cement w/ 10mmx10mm reveal |  | sq.m | 5.4 | 6 | 160 | 960 | 145 | 870
|  | 13 | Sub-meter | 2 | 2 | units | 15238.0952 | 30476.1905 | 7058.8235 | 14117.6471 | 44593.8375 | 21243.4826 | 9840.7309 | 31084.2135 | 62168.4269 | 62168.4269 | 0 |  | 25 |  | 6000 | [14 empty] | plain cement w/ 10mmx10mm reveal |  | sq.m | 5.4 | 6 | 160 | 960 | 145 | 870
[36 empty] | automotive lacquer paint |  | lm | 26 | 32 | 90 | 2880 | 90 | 2880
| E. | TELEPHONE & DATA | [33 empty] | concrete |  | cu.m | 1.08 | 1.25 | 3619.0476 | 4523.8095 | 800 | 1000
|  | 1 | # 22/3C Telephone wire | 1337 | 1446 | lm | 10 | 14460 | 4.7059 | 6804.7059 | 21264.7059 | 13.941 | 6.5605 | 20.5015 | 29645.2018 | 29645.2018 | 0 |  |  |  | 4 | [14 empty] | rebar |  | kgs | 63.8176 | 75 | 31.4286 | 2357.1429 | 12 | 900
|  | 2 | CAT 5 UTP Cable | 1113 | 1320 | lm | 25 | 33000 | 10.5882 | 13976.4706 | 46976.4706 | 34.8526 | 14.7611 | 49.6137 | 65490.0641 | 65490.0641 | 0 |  |  |  | 9 | [14 empty] | formworks |  | sq.m | 2.7 | 3 | 220 | 660 | 200 | 600
|  | 3 | 1 - Gang Telephone Outlet | 33 | 33 | sets | 258 | 8514 | 117.6471 | 3882.3529 | 12396.3529 | 359.6787 | 164.0122 | 523.6909 | 17281.7996 | 17281.7996 | 0 |  |  |  | 100 | [14 empty] | consumables |  | lot | 1 | 1 | 1000 | 1000 | 800 | 800
|  | 4 | 1 - Gang Data Outlet | 33 | 33 | sets | 456 | 15048 | 117.6471 | 3882.3529 | 18930.3529 | 635.7112 | 164.0122 | 799.7234 | 26390.8721 | 26390.8721 | 0 |  |  |  | 100 | [20 empty] | 26355.2381 |  | 13770
|  | 1 | Telephone Terminal Cabinet | 1 | 1 | pc | 4500 | 4500 | 1058.8235 | 1058.8235 | 5558.8235 | 6273.4659 | 1476.1096 | 7749.5756 | 7749.5756 | 7749.5756 | 0 |  |  |  | 900
|  | 2 | Data Cabinet | 1 | 1 | pc | 15000 | 15000 | 3529.4118 | 3529.4118 | 18529.4118 | 20911.5532 | 4920.3654 | 25831.9186 | 25831.9186 | 25831.9186 | 0 |  |  |  | 3000
|  | 3 | 2RU cable management | 1 | 1 | unit | 12000 | 12000 | 529.4118 | 529.4118 | 12529.4118 | 16729.2425 | 738.0548 | 17467.2973 | 17467.2973 | 17467.2973 | 0 |  |  |  | 450 | [9 empty] | 40999
|  | 4 | Patch panel 24 Port | 2 | 2 | pcs | 5612 | 11224 | 2352.9412 | 4705.8824 | 15929.8824 | 7823.7091 | 3280.2436 | 11103.9527 | 22207.9054 | 22207.9054 | 0 |  |  |  | 2000
|  | 5 | Miscellaneous | 1 | 1 | lot | 13488.3721 | 13488.3721 | 8823.5294 | 8823.5294 | 22311.9015 | 18804.1873 | 12300.9136 | 31105.101 | 31105.101 | 31105.101 | 0 |  |  |  | 7500 | DESCRIPTION | QTY | UNIT | UNIT PRICE (Php) |  |  | AMOUNT (Php) | [6 empty] | top | SB
[16 empty] | 0 |  |  |  |  | 1. LAVATORY COUNTERTOP, Dim. 600mm x 1800mm with 150mm Splash Board and 200mm Fascia Board | [9 empty] | 0.6 | 1.8 | 1.08 | 2.4 | 0.6 | 0.15
| SUBTOTAL III | [6 empty] | 1400979.8978 |  | 364281.7647 | 1765261.6625 |  |  |  | 2460957.539 | 2460957.539 | 0 |  |  |  | MATERIAL | JET BLACK | 2.268 | m2 | P | 2300 | /m2 | P | 5216.4 |  | 0.15 | 1.8 | 0.27 | 1.95 | 1.8 | 0.6
VI | PLUMBING WORKS (MODEL UNITS EXCLUDED) | [14 empty] | 0 | [10 empty] | Material Cost : | P | 5216.4 |  | 0.15 | 0.6 | 0.09 | 0.75 | 0.15 | 1.8
| A. | TOILET/KITCHEN FIXTURES | [13 empty] | 0 | [14 empty] | 0.15 | 0.6 | 0.09 | 0.75 |  | 0.6
|  | 1 | Water closet (OSM) | 10 | 10 | sets |  | 0 | 850 | 8500 | 8500 | 0 | 1184.988 | 1184.988 | 11849.8801 | 11849.8801 | 0 |  |  |  | LABOR | Installation works | 1.89 | m2 | P | 400 | /m2 | P | 756 |  | 0.2 | 1.8 | 0.36 | 2 |  | 0.2
|  | 2 | Urinal (OSM) | 3 | 3 | sets |  | 0 | 850 | 2550 | 2550 | 0 | 1184.988 | 1184.988 | 3554.964 | 3554.964 | 0 |  |  |  |  | Cutting Works | 7.85 | m2 |  | 100 | /m2 |  | 785
|  | 3 | Lavatory (OSM) | 7 | 7 | sets |  | 0 | 700 | 4900 | 4900 | 0 | 975.8725 | 975.8725 | 6831.1074 | 6831.1074 | 0 |  |  |  |  | Top Flat Edge Polished | 2.55 | lm |  | 400 | /lm |  | 1020
|  | 4 | Lavatory Faucet (OSM) | 7 | 7 | sets |  | 0 | 400 | 2800 | 2800 | 0 | 557.6414 | 557.6414 | 3903.4899 | 3903.4899 | 0 |  |  |  |  | SB Flat Edge Polished | 3.35 | lm |  | 400 | /lm |  | 1340
|  | 5 | Stainless Steel Kitchen Sink | 2 | 2 | sets | 3738.3178 | 7476.6355 | 500 | 1000 | 8476.6355 | 5211.602 | 697.0518 | 5908.6538 | 11817.3076 | 11817.3076 | 0 |  |  |  |  | Sink Hole | 2 | hole |  | 500 | /hole |  | 1000 |  |  |  | 1.89 | 7.85 | 2.55 | 3.35
|  | 6 | Kitchen Sink Faucet | 2 | 2 | sets | 1800 | 3600 | 500 | 1000 | 4600 | 2509.3864 | 697.0518 | 3206.4382 | 6412.8763 | 6412.8763 | 0 | [9 empty] | Labor Cost : | P | 4901
|  | 7 | Slop Sink Faucet (OSM) | 2 | 2 | sets |  | 0 | 300 | 600 | 600 | 0 | 418.2311 | 418.2311 | 836.4621 | 836.4621 | 0 | [9 empty] | Sub-Total Materials and Labor Cost : | P | 10117.4
|  | 8 | Hygienical Spray (OSM) | 10 | 10 | sets |  | 0 | 350 | 3500 | 3500 | 0 | 487.9362 | 487.9362 | 4879.3624 | 4879.3624 | 0
|  | 9 | Floor Drain | 12 | 12 | sets | 523.8095 | 6285.7143 | 250 | 3000 | 9285.7143 | 730.2447 | 348.5259 | 1078.7706 | 12945.2472 | 12945.2472 | 0
|  | 10 | Grease Trap 5GPM | 2 | 2 | sets | 5714.2857 | 11428.5714 | 1500 | 3000 | 14428.5714 | 7966.306 | 2091.1553 | 10057.4613 | 20114.9226 | 20114.9226 | 0 | [17 empty] | top | SB
|  | 11 | Miscellaneous | 1 | 1 | lot | 10000 | 10000 | 4000 | 4000 | 14000 | 13941.0354 | 5576.4142 | 19517.4496 | 19517.4496 | 19517.4496 | 0 |  |  |  | ITEM | DESCRIPTION | QTY | UNIT | UNIT PRICE (Php) |  |  | AMOUNT (Php)
|  | 12 | Sub-meter | 2 | 2 | sets | 8737.8641 | 17475.7282 | 2000 | 4000 | 21475.7282 | 12181.4873 | 2788.2071 | 14969.6944 | 29939.3887 | 29939.3887 | 0 |  |  |  | ITEM | DESCRIPTION | QTY | UNIT | UNIT PRICE (Php) |  |  | AMOUNT (Php)
|  | 13 | Weida PVC Septic Tank 6800 L Capacity (for 34 persons) | 1 | 1 | unit | 147465.4378 | 147465.4378 | 5000 | 5000 | 152465.4378 | 205582.0894 | 6970.5177 | 212552.6071 | 212552.6071 | 212552.6071 | 0 |  |  |  | ITEM | DESCRIPTION | QTY | UNIT | UNIT PRICE (Php) |  |  | AMOUNT (Php)
[12 empty] | 0 | 0 | 0 | 0 | 0 | 0 |  |  |  | 2. LAVATORY COUNTERTOP, Dim. 600mm x 1000mm with 150mm Splash Board and 200mm Fascia Board | [9 empty] | 0.6 | 1 | 0.6 | 1.6 | 0.6 | 0.15
| B. | TOILET ACCESSORIES | [9 empty] | 0 | 0 | 0 | 0 | 0 | 0 |  |  |  | MATERIAL | JET BLACK | 1.548 | m2 | P | 2300 | /m2 | P | 3560.4 |  | 0.15 | 1 | 0.15 | 1.15 | 1 | 0.6
|  | 1 | American Standard Automatic Hand Dryer | 5 | 5 | pcs | 18122.7907 | 90613.9535 | 1000 | 5000 | 95613.9535 | 25265.0467 | 1394.1035 | 26659.1503 | 133295.7514 | 133295.7514 | 0
|  | 2 | Toilet Paper Holder (OSM) | 10 | 10 | pcs |  | 0 | 250 | 2500 | 2500 | 0 | 348.5259 | 348.5259 | 3485.2589 | 3485.2589 | 0 | [9 empty] | Material Cost : | P | 3560.4 |  | 0.15 | 0.6 | 0.09 | 0.75 | 0.15 | 1
|  | 3 | Stainless Steel Grab Bar | 1 | 1 | set | 3870.9677 | 3870.9677 | 700 | 700 | 4570.9677 | 5396.5298 | 975.8725 | 6372.4023 | 6372.4023 | 6372.4023 | 0 | [13 empty] | 0.15 | 0.6 | 0.09 | 0.75 |  | 0.6
|  | 4 | 1100mm x 60mm x 6mm THK mirror on 6mm THK marine plywood backing | 7 | 7 | sets | 2337.1111 | 16359.7778 | 1200 | 8400 | 24759.7778 | 3258.1749 | 1672.9243 | 4931.0991 | 34517.6939 | 34517.6939 | 0 |  |  |  | LABOR | Installation works | 1.29 | m2 | P | 400 | /m2 | P | 516 |  | 0.2 | 1.8 | 0.36 | 2 |  | 0.2
|  | 5 | Ga. 18 steel shelving 250mm x 600mm | 2 | 2 | pcs | 3000 | 6000 | 450 | 900 | 6900 | 4182.3106 | 627.3466 | 4809.6572 | 9619.3145 | 9619.3145 | 0 |  |  |  |  | Cutting Works | 6.25 | m2 |  | 100 | /m2 |  | 625
|  | 6 | Mop Rack | 2 | 2 | pcs | 3500 | 7000 | 450 | 900 | 7900 | 4879.3624 | 627.3466 | 5506.709 | 11013.418 | 11013.418 | 0 |  |  |  |  | Top Flat Edge Polished | 1.75 | lm |  | 400 | /lm |  | 700
|  | 7 | Aluminum Tile Trim | 41.04 | 42 | lm | 186.0465 | 7813.9535 | 165 | 6930 | 14743.9535 | 259.3681 | 230.0271 | 489.3952 | 20554.5978 | 20554.5978 | 0 |  |  |  |  | SB Flat Edge Polished | 2.55 | lm |  | 400 | /lm |  | 1020
|  | 8 | 1.2mm THK Stainless Steel End Cap | 1.2 | 2.4 | lm | 1720.9302 | 4130.2326 | 260 | 624 | 4754.2326 | 2399.1549 | 362.4669 | 2761.6219 | 6627.8925 | 6627.8925 | 0 |  |  |  |  | Sink Hole | 1 | hole |  | 500 | /hole |  | 500
[27 empty] | Labor Cost : | P | 3361 |  |  |  | 1.29 | 6.25 | 1.75 | 2.55
[16 empty] | 0 | [10 empty] | Sub-Total Materials and Labor Cost : | P | 6921.4
| SUBTOTAL VI | [6 empty] | 339520.9722 |  | 69804 | 409324.9722 |  |  |  | 570641.3942 | 570641.3942 | 0
[11 empty] | 6993259.6077 |  |  |  |  | 9749328
| GRAND TOTAL AMOUNT (VAT INC.) | [6 empty] | 5172886.1842 |  | 1820373.4235 | 6993259.6077 | 9750000.129 |  |  |  | 9749328 | 672.129
[21 empty] | ITEM | DESCRIPTION | QTY | UNIT | UNIT PRICE (Php) |  |  | AMOUNT (Php) | [6 empty] | top | SB
[21 empty] | 3. LAVATORY COUNTERTOP, Dim. 600mm x 2250mm with 100mm Splash Board and 65mm Fascia Board | [9 empty] | 0.6 | 2.25 | 1.35 | 2.85 | 0.6 | 0.1
[21 empty] | MATERIAL | JET BLACK | 2.2095 | m2 | P | 2300 | /m2 | P | 5081.85 |  | 0.1 | 2.25 | 0.225 | 2.35 | 2.25 | 0.6
[27 empty] | Material Cost : | P | 5081.85 |  | 0.1 | 0.6 | 0.06 | 0.7 | 0.1 | 2.25
Prepared by: | [30 empty] | 0.1 | 0.6 | 0.06 | 0.7 |  | 0.6
[21 empty] | LABOR | Installation works | 1.8413 | m2 | P | 400 | /m2 | P | 736.5 |  | 0.065 | 2.25 | 0.14625 | 2.315 |  | 0.1
For KONSTRUKTURA | [21 empty] | Cutting Works | 8.915 | m2 |  | 100 | /m2 |  | 891.5
[22 empty] | Top Flat Edge Polished | 2.95 | lm |  | 400 | /lm |  | 1180
[22 empty] | SB Flat Edge Polished | 3.65 | lm |  | 400 | /lm |  | 1460
Engr. Gerald Borja | [21 empty] | Sink Hole | 1 | hole |  | 500 | /hole |  | 500 |  |  |  | 1.8413 | 8.915 | 2.95 | 3.65
Engineering Department | [26 empty] | Labor Cost : | P | 4768
[27 empty] | Sub-Total Materials and Labor Cost : | P | 9849.85
[21 empty] | ITEM | DESCRIPTION | QTY | UNIT | UNIT PRICE (Php) |  |  | AMOUNT (Php) | [6 empty] | top | SB
[21 empty] | 4. LAVATORY COUNTERTOP, Dim. 600mm x 3200mm with 100mm Splash Board and 65mm Fascia Board | [9 empty] | 0.6 | 3.2 | 1.92 | 3.8 | 0.6 | 0.1
[13 empty] | DC |  | 6993259.6077 | [5 empty] | MATERIAL | JET BLACK | 3.0816 | m2 | P | 2300 | /m2 | P | 7087.68 |  | 0.1 | 3.2 | 0.32 | 3.3 | 3.2 | 0.6
[27 empty] | Material Cost : | P | 7087.68 |  | 0.1 | 0.6 | 0.06 | 0.7 | 0.1 | 3.2
[9 empty] | Mobilization |  | incl | CONT | 209797.7882 |  | 7203057.3959 | [15 empty] | 0.1 | 0.6 | 0.06 | 0.7 |  | 0.6
[9 empty] | Demobilization |  | incl | OH | 328828.3499 |  | 7531885.7459 | [5 empty] | LABOR | Installation works | 2.568 | m2 | P | 400 | /m2 | P | 1027.2 |  | 0.065 | 3.2 | 0.208 | 3.265 |  | 0.1
[9 empty] | Bonds/Ins |  | by owner | OTHERS |  |  | 7531885.7459 | [6 empty] | Cutting Works | 11.765 | m2 |  | 100 | /m2 |  | 1176.5
[9 empty] | Permits |  | by owner | PROF | 1129782.8619 |  | 8661668.6078 | [6 empty] | Top Flat Edge Polished | 3.9 | lm |  | 400 | /lm |  | 1560
[8 empty] | ?? | Contractors Tax |  |  | TAX | 866166.8608 |  | 9527835.4685 |  | 222164.6605 |  |  |  |  | SB Flat Edge Polished | 4.6 | lm |  | 400 | /lm |  | 1840
[9 empty] | Supervision |  | incl | [10 empty] | Sink Hole | 1 | hole |  | 500 | /hole |  | 500 |  |  |  | 2.568 | 11.765 | 3.9 | 4.6
[9 empty] | TK/Foreman |  | 64761.9048 | GT W/O VAT | 2534575.8608 |  | 9749328 | [11 empty] | Labor Cost : | P | 6103.7
[9 empty] | ofc staff |  | 30000 | GT W/VAT | 2534575.8608 |  | 221492.5315 | [11 empty] | Sub-Total Materials and Labor Cost : | P | 13191.38
[9 empty] | ofc suppplies |  | 15000
[9 empty] | Transportation Staff |  | 18000
[9 empty] | Communication |  | 18000
[8 empty] | xx | Tools/equipt.
[9 empty] | Barracks |  | 37209.3023
[9 empty] | temfacil |  | incl
[8 empty] | xx | TOILET | [12 empty] | facial mirror |  |  | unit | kci qty | qty | um | tm | ul | tl
[9 empty] | H. Keeping |  | 16000 | [10 empty] | 6mm THK mirror |  |  | sq.ft | 7.1005 | 8 | 200 | 1600 |  | 0
[9 empty] | Demolition |  | incl | [10 empty] | edge polish |  |  | lm | 3.4 | 3.5 | 20 | 70 |  | 0
[8 empty] | xx | handling | [12 empty] | 1" wide beveled |  |  | lm | 3.4 | 3.5 | 16 | 56 |  | 0
[8 empty] | xx | hauling materials | [12 empty] | plywood backing |  |  | sq.m | 0.66 | 0.8 | 138.8889 | 111.1111 |  | 0
[8 empty] | xx | hauling out of debris | [12 empty] | consumables |  |  | lot | 1 | 1 | 500 | 500 |  | 0
[8 empty] | xx | utilities water | [19 empty] | 2337.1111 |  | 0
[8 empty] | xx?? | utilities electric
[9 empty] | temp util deposits |  | 15000
[8 empty] | xx | safety
[9 empty] | Rep |  | 15000
[9 empty] | bodegero w/ cellphone |  | 42857.1429 | [10 empty] | 6mm THK coated glass |  |  | sq.m | 12.6 | 13 | 3752.9302 | 48788.093 | 1313.5256 | 17075.8326
[9 empty] | Professional Fee |  | none | [10 empty] | consumables |  |  | lot | 1 | 1 | 2000 | 2000 | 1000 | 1000
[9 empty] | reports |  | 10000 | [17 empty] | 50788.093 |  | 18075.8326
Plans
[9 empty] | As-built plans |  | incl
[9 empty] | Shop drawing |  | 3500
[9 empty] | Board up |  | incl
[9 empty] | Signboards |  | 3500
[9 empty] | Signals & warnings |  | 3500
[9 empty] | Sec guard |  | 0
[9 empty] | Protection of prop |  | 12000
[9 empty] | exhaust fans/vac |  | none
[9 empty] | ads |  | 8500
[9 empty] | messenger |  | 8500
[9 empty] | janitor |  | none
[8 empty] | xx | Testing and Commissioning
[9 empty] | Restoration |  | none
[9 empty] | Nurse |  | none
[9 empty] | Final Cleaning |  | 7500
Scaffolding
[9 empty] | Line/Grade |  | by owner
[8 empty] | xx | Health Certificate
Warranty
Note on E50: KCI PC#04-1: ung 85 para sa stair under slab (main & fire exit stair)
Note on E51: KCI PC#04-1: yung 46 sq.m para sa ficemboard parapet
Note on H55: KCI PC#04-1: kasama painting dito
Note on J55: KCI PC#04-1: kasama painting dito
Note on H56: KCI PC#04-1: kasama painting dito
Note on J56: KCI PC#04-1: kasama painting dito
Note on H58: KCI PC#04-1: kasama paintng dito
Note on J58: KCI PC#04-1: kasama painting dito
Note on E62: KCI PC#04-1: ilalim ng hagdan (main stair at fire exit)
Note on H72: KCI PC#04-1: kasama na hamba at pintura ng hamba( labor & material)
Note on H73: KCI PC#04-1: kasama na hamba at pintura ng hamba( labor & material)
Note on H74: KCI PC#04-1: kasama na hamba at pintura ng hamba( labor & material)
Note on H75: KCI PC#04-1: kasama na hamba at pintura ng hamba( labor & material)
Note on H76: KCI PC#04-1: kasama na hamba at pintura ng hamba( labor & material)
Note on D77: KCI PC#04-1: By: Rapid Forming
Note on H77: KCI PC#04-1: POWDER COATED FINISH NA.
Note on D79: KCI PC#04-1: By: Rapid Forming
Note on H79: KCI PC#04-1: POWDER COATED FINISH NA.
Note on E120: KCI PC#04-1: 3 pcs. Per door
Note on E123: 4 pcs. Per door( metal door w/ panic device)
Note on H211: KCI PC#04-1: kasama na dito ung sa meter post
Note on W211: KCI PC#04-1: kasam na dito ung sa meter post
Note on D225: KCI PC#04-1: 5GPM
Note on H227: KCI PC#04-1: ung 2000 para sa magiging add'l na tubo
Note on D228: KCI PC#04-1: for 34 persons,
Note on D235: KCI PC#04-1: at slop sink
Note on H235: KCI PC#04-1: pinresyohan q lang.
Note on D236: KCI PC#04-1: at slop sink
Note on H236: KCI PC#04-1: pinresyohan q lang.
Note on D238: KCI PC#04-1: @ slop sink
Note on L285: PPE

## Archi for editing(latest)
Project | : |  | Vertis North Sales Pavilion
Location | : |  | Edsa, North Triangle, Brgy. Bagong Pag-asa Quezon City
Subject | : |  | Bill of Quantities for Architectural,Electrical & Plumbing Works
Date | : |  | 2014-09-20
[37 empty] | GUARANTEE BOND |  |  |  | 2760000
[37 empty] | Net Premium | [5 empty] | 16560
[37 empty] | Doc. Stamps Tax | [5 empty] | 2100
ITEM | DESCRIPTION |  |  | KCI QTY | QTY | UNIT | UM | TM | UL | TL | DC | UNIT RATE |  |  | GROSS AMOUNT | [21 empty] | 12% VAT | [5 empty] | 1987.2
[12 empty] | MATERIAL | LABOR | TOTAL | [22 empty] | LGT | [5 empty] | 33.12
I | PRELIMINARIES | [35 empty] | Notarial Fee | [5 empty] | 200
|  | 1 | Mobilization / Demobilization | 1 | 1 | lot |  | 0 |  | 0 | 0 | 0 | 0 | 0 | 0 | 0 | 0 | [19 empty] | Total Gross Prem. | [5 empty] | 20880.32
|  | 2 | Temporary Facilities | 1 | 1 | lot |  | 0 |  | 0 | 0 | 0 | 0 | 0 | 0 | 0 | 0 | [19 empty] | Note: GUARANTEE BOND EQUALS TO SURETY BOND
|  | 3 | General Cleaning and Clearing of Site | 1 | 1 | lot | 5000 | 5000 | 10000 | 10000 | 15000 | 6962.7586 | 13925.5172 | 20888.2758 | 20888.2758 | 20888.2758 | 0
|  | 4 | Project Supervision (including safety officer) | 1 | 1 | lot |  | 0 | 211320.7547 | 211320.7547 | 211320.7547 | 0 | 294275.0803 | 294275.0803 | 294275.0803 | 294275.0803 | 0 | [19 empty] | PERFORMANCE BOND |  |  |  | 2760000
|  | 5 | Bonds and Insurances | 1 | 1 | lot | 53503.1589 | 53503.1589 | 2500 | 2500 | 56003.1589 | 74505.9159 | 3481.3793 | 77987.2952 | 77987.2952 | 77987.2952 | 0 | [19 empty] | Net Premium | [5 empty] | 15180
|  | 6 | Safety Requirements (Signages,PPE etc.) | 1 | 1 | lot | 35000 | 35000 | 5000 | 5000 | 40000 | 48739.3102 | 6962.7586 | 55702.0688 | 55702.0688 | 55702.0688 | 0 |  |  | "FF-02" VINYL TILE INSTALLATION (per sq m) |  |  |  |  | unit | kci qty | qty | um | tm | ul | tl | [5 empty] | Doc. Stamps Tax | [5 empty] | 1927.5
|  | 7 | Health Certificate | 1 | 1 | lot | 108000 | 108000 |  | 0 | 108000 | 150395.5857 | 0 | 150395.5857 | 150395.5857 | 150395.5857 | 0 |  |  | 3.0mmx450mmx450mm vinyl tiles |  |  |  |  | pc | 4.93 | 5.15 | 145.283 | 748.2075 | 18 | 92.7 | [5 empty] | 12% VAT | [5 empty] | 1821.6
|  | 8 | Permits, Clearances & Licenses (By Owner) | 1 | 1 | lot |  | 0 |  | 0 | 0 | 0 | 0 | 0 | 0 | 0 | 0 |  |  | adhesive |  |  |  |  | gallon | 0.0493 | 0.05 | 552.381 | 27.619 |  | 0 | [5 empty] | LGT | [5 empty] | 30.36
|  | 9 | Electric Consumption (Genset) | 1320 | 1320 | hrs. | 390 | 514800 | 76 | 100320 | 615120 | 543.0952 | 105.8339 | 648.9291 | 856586.4135 | 856586.4135 | 0 |  |  | mortar (topping) included @ other item |  |  |  |  | sq m | 1 | 1 | 0 | 0 | 0 | 0 | [5 empty] | Notarial Fee | [5 empty] | 200
|  | 10 | Water Consumption | 1 | 1 | lot | 46601.9417 | 46601.9417 | 4000 | 4000 | 50601.9417 | 64895.6141 | 5570.2069 | 70465.821 | 70465.821 | 70465.821 | 0 | [11 empty] | 775.8266 |  | 92.7 | [5 empty] | Total Gross Prem. | [5 empty] | 19159.46
|  | 11 | Temporary Enclosure | 1 | 1 | lot |  | 0 |  | 0 | 0 | 0 | 0 | 0 | 0 | 0 | 0
|  | 12 | As-built Plans | 1 | 1 | lot | 10000 | 10000 | 15000 | 15000 | 25000 | 13925.5172 | 20888.2758 | 34813.793 | 34813.793 | 34813.793 | 0 | [19 empty] | CARI |  |  |  | 9200000
|  | 13 | Tools and Equipment | 1 | 1 | lot | 45000 | 45000 |  | 0 | 45000 | 62664.8274 | 0 | 62664.8274 | 62664.8274 | 62664.8274 | 0 |  |  | "FF-01" TILE INSTALLATION (per sq m) |  |  |  |  | unit | kci qty | qty | um | tm | ul | tl | [5 empty] | Net Premium | [5 empty] | 13800
|  | 14 | Portable Toilet | 1 | 1 | lot | 26046.5116 | 26046.5116 | 2500 | 2500 | 28546.5116 | 36271.1145 | 3481.3793 | 39752.4938 | 39752.4938 | 39752.4938 | 0 |  |  | 600mmx600mm tiles |  |  |  |  | pc | 2.77 | 2.9 | 461.7925 | 1339.1981 | 74 | 214.6 | [5 empty] | Doc. Stamps Tax | [5 empty] | 1725
|  | 15 | Handling and Hauling of Materials | 1 | 1 | lot | 51650.4854 | 51650.4854 | 22135.9223 | 22135.9223 | 73786.4078 | 71925.9723 | 30825.4167 | 102751.389 | 102751.389 | 102751.389 | 0 |  |  | tile adhesive |  |  |  |  | bag | 0.25 | 0.25 | 279.4118 | 69.8529 |  | 0 | [5 empty] | 12% VAT | [5 empty] | 1656
|  | 16 | Hauling out of Debris | 1 | 1 | lot | 15000 | 15000 | 8500 | 8500 | 23500 | 20888.2758 | 11836.6896 | 32724.9654 | 32724.9654 | 32724.9654 | 0 |  |  | tile grout |  |  |  |  | kg | 0.25 | 0.35 | 34.9057 | 12.217 |  | 0 | [5 empty] | LGT | [5 empty] | 27.6
|  | 17 | Testing and Commissioning | 1 | 1 | lot | 10000 | 10000 | 5000 | 5000 | 15000 | 13925.5172 | 6962.7586 | 20888.2758 | 20888.2758 | 20888.2758 | 0 |  |  | mortar (topping) included @ other item |  |  |  |  | sq m | 1 | 1 | 0 | 0 | 0 | 0 | [5 empty] | Total Gross Prem. | [5 empty] | 17208.6
[16 empty] | 0 | 0 | [11 empty] | 1421.268 |  | 214.6
| SUBTOTAL I | [6 empty] | 920602.0977 |  | 386276.677 | 1306878.7747 |  |  |  | 1819896.2844 | 1819896.2844 | 0
II | ARCHITECTURAL WORKS | [14 empty] | 0 | 0
| A. | FLOOR FINISHES | [13 empty] | 0
|  | 1 | FF-01 600x600mm non-skid Homogenous Tiles (Architect White Rock,Architect White Matt) | 494.8 | 498 | sq. m | 1421.268 | 707791.4817 | 214.6 | 106870.8 | 814662.2817 | 1979.1892 | 298.8416 | 2278.0308 | 1134459.3608 | 1134459.3608 | 0
|  | 2 | FF-02 450x450mm Vinyl tiles Carpet finish (Butter Ginger) | 262 | 265 | sq. m | 775.8266 | 205594.0476 | 75 | 19875 | 225469.0476 | 1080.3787 | 104.4414 | 1184.82 | 313977.3099 | 313977.3099 | 0
|  | 3 | FF-03 300x300mm non-skid Ceramic tiles (Maskara White) | 23.6 | 26 | sq. m | 402.7758 | 10472.1709 | 216 | 5616 | 16088.1709 | 560.8861 | 300.7912 | 861.6773 | 22403.6101 | 22403.6101 | 0
|  | 4 | FF-4.1 200x400mm non-skid floor tiles (Nisea Gres-Accent) | 7.44 | 8 | sq. m | 1573.2464 | 12585.9711 | 214.5 | 1716 | 14301.9711 | 2190.827 | 298.7023 | 2489.5293 | 19916.2345 | 19916.2345 | 0
|  | 5 | FF-4A-1 200x600mm non-skid floor tiles (Nisea Beige-Field) | 11.16 | 12 | sq. m | 1167.364 | 14008.3685 | 215.1 | 2581.2 | 16589.5685 | 1625.6148 | 299.5379 | 1925.1527 | 23101.8321 | 23101.8321 | 0
|  | 6 | FF-4.2 200x400mm non-skid floor tiles (Architect Brown Rock-Accent) | 7.2 | 8 | sq. m | 2628.4536 | 21027.6286 | 214.5 | 1716 | 22743.6286 | 3660.2575 | 298.7023 | 3958.9599 | 31671.6791 | 31671.6791 | 0
|  | 7 | FF-4A.2 200x600mm non-skid floor tiles (Sandstone Superwhite Rock-Field) | 10.8 | 11 | sq. m | 2011.7869 | 22129.6559 | 215.1 | 2366.1 | 24495.7559 | 2801.5173 | 299.5379 | 3101.0552 | 34111.607 | 34111.607 | 0
|  | 8 | FF-05 Plain cement | 45.86 | 48 | sq. m | 100 | 4800 | 100 | 4800 | 9600 | 139.2552 | 139.2552 | 278.5103 | 13368.4965 | 13368.4965 | 0
|  | 9 | FF-06 600x600mm Homogenous Tiles Lapatto Finish | 238.71 | 242 | sq. m | 1203.5652 | 291262.7904 | 215.1 | 52054.2 | 343316.9904 | 1676.0269 | 299.5379 | 1975.5647 | 478086.6651 | 478086.6651 | 0
|  | 10 | Floor finish @ model units and video room | 173.29 | 0 | sq. m |  | 0 |  | 0 | 0 | 0 | 0 | 0 | N/A | 0 | #VALUE!
| B. | WALL FINISHES
|  | 1 | WF- 600mm x 200mm Non-skid Porcelain Tiles (Accent) Female Toilet - Grd & 2nd Floor | 6.24 | 7 | sq.m | 1167.364 | 8171.5483 | 215.1 | 1505.7 | 9677.2483 | 1625.6148 | 299.5379 | 1925.1527 | 13476.0687 | 13476.0687 | 0
|  | 2 | WF- 600mm x 200mm Non-skid Porcelain Tiles (Field) Female Toliet - Grd & 2nd Floor | 16.04 | 17 | sq.m | 1167.364 | 19845.1887 | 215.1 | 3656.7 | 23501.8887 | 1625.6148 | 299.5379 | 1925.1527 | 32727.5955 | 32727.5955 | 0
|  | 3 | WF- 600mm x 200mm Non-skid Porcelain Tiles (Accent) Male & Pwd Toilet - Grd & 2nd Floor | 12.18 | 13 | sq.m | 1167.364 | 15175.7325 | 215.1 | 2796.3 | 17972.0325 | 1625.6148 | 299.5379 | 1925.1527 | 25026.9848 | 25026.9848 | 0
|  | 4 | WF- 600mm x 200mm Non-skid Porcelain Tiles (Field) Male & Pwd Toilet - Grd & 2nd Floor | 28.68 | 30 | sq.m | 1167.364 | 35020.9212 | 215.1 | 6453 | 41473.9212 | 1625.6148 | 299.5379 | 1925.1527 | 57754.5803 | 57754.5803 | 0
|  | 5 | Paint Finish interior (color to be verified) | 1435 | 1450 | sq.m | 160 | 232000 | 160 | 232000 | 464000 | 222.8083 | 222.8083 | 445.6166 | 646143.9977 | 646143.9977 | 0
|  | 6 | Paint Finish Exterior (color to be verified) | 731 | 744 | sq.m | 170 | 126480 | 185 | 137640 | 264120 | 236.7338 | 257.6221 | 494.3559 | 367800.76 | 367800.76 | 0
|  | 7 | Wall finish @ model units and video room | N/A | 0 | [6 empty] | 0 | 0 | 0 | 0 | 0 | 0
| C. | CEILING FINISHES
|  | 1 | CF-1 12mm thk. Gypsum Board on Metal Furring on Latex Flat Painted Finish | 269 | 273 | sq.m | 421.4 | 115042.2 | 367.5 | 100327.5 | 215369.7 | 586.8213 | 511.7628 | 1098.5841 | 299913.446 | 299913.446 | 0
|  | 2 | CF-2 12mm thk. Moisture Resistant Gypsum Board | 36.7 | 39 | sq.m | 492 | 19188 | 375 | 14625 | 33813 | 685.1354 | 522.2069 | 1207.3423 | 47086.3513 | 47086.3513 | 0
|  |  | on Metal Furring on Latex Flat Painted Finish | [16 empty] | "FF-03" TILE INSTALLATION (per sq m) |  |  |  |  | unit | kci qty | qty | um | tm | ul | tl
|  | 3 | CF-3 6mm thk. Fiber Cement Board on Metal Furring | 62 | 64 | sq.m | 472.36 | 30231.04 | 367.5 | 23520 | 53751.04 | 657.7857 | 511.7628 | 1169.5485 | 74851.1032 | 74851.1032 | 0 |  |  | 300mmx300mm tiles |  |  |  |  | pc | 11.11 | 12 | 26.7255 | 320.7059 | 18 | 216
|  |  | on Latex Flat Painted Finish | [16 empty] | tile adhesive |  |  |  |  | bag | 0.25 | 0.25 | 279.4118 | 69.8529 |  | 0
|  | 4 | CF4- 20mm thk x 600mm x 600mm Acoustic Ceiling | 252 | 255 | sq.m | 395.2381 | 100785.7143 | 225 | 57375 | 158160.7143 | 550.3895 | 313.3241 | 863.7136 | 220246.9746 | 220246.9746 | 0 |  |  | tile grout |  |  |  |  | kg | 0.25 | 0.35 | 34.9057 | 12.217 |  | 0
|  |  | Board on Oven-baked T-runners | [16 empty] | mortar (topping) included @ other item |  |  |  |  | sq m | 1 | 1 | 0 | 0 | 0 | 0
|  | 5 | CF5- Exposed Slab (Plain Cement Plastered Finish) | 80.25 | 82 | sq.m |  | 0 |  | 0 | 0 | 0 | 0 | 0 | 0 | 0 | 0 |  |  | mortar |  |  |  |  | sq m | 1 | 1 | 0 | 0 | 0 | 0
|  | 6 | Cove Ceiling Painted finish (color to be verified) | 61.7 | 63 | lm | 130 | 8190 | 120 | 7560 | 15750 | 181.0317 | 167.1062 | 348.1379 | 21932.6896 | 21932.6896 | 0 | [11 empty] | 402.7758 |  | 216
[12 empty] | 0 | 0 | 0 | 0 | 0 | 0
|  | 7 | Others (Model Units excluded) | 152.9 | 154 | sq.m |  | 0 |  | 0 | 0 | 0 | 0 | 0 | N/A | 0 | #VALUE!
| D. | DOORS
|  | 1 | D1- 2400x2000mm - Double Swing glass door & 12mm thk. | 3 | 3 | sets |  | 0 |  | 0 | 0 | 0 | 0 | 0 | 0 | 0 | 0
|  |  | clear Tempered glass door on Aluminum frame Powder coated | [8 empty] | 0 | 0 | 0 | 0 | 0 | 0
|  | 2 | D2- 2400x2050mm - Double Swing glass door & 12mm thk. | 1 | 1 | set |  | 0 |  | 0 | 0 | 0 | 0 | 0 | 0 | 0 | 0
|  |  | clear Tempered glass door on Aluminum frame Powder coated | [8 empty] | 0 | 0 | 0 | 0 | 0 | 0
|  | 1 | D3- 2100x900mm - 45mm thk. Hollow Core HDF door | 2 | 2 | sets | 6553.3981 | 13106.7961 | 700 | 1400 | 14506.7961 | 9125.9457 | 974.7862 | 10100.7319 | 20201.4639 | 20201.4639 | 0 |  |  | tile grout |  |  |  |  | kg | 0.25 | 0.35 | 34.9057 | 12.217 |  | 0
|  | 2 | D4- 2100x800mm - 45mm thk. Hollow Core HDF door | 4 | 4 | sets | 6553.3981 | 26213.5922 | 700 | 2800 | 29013.5922 | 9125.9457 | 974.7862 | 10100.7319 | 40402.9277 | 40402.9277 | 0 |  |  | mortar (topping) included @ other item |  |  |  |  | sq m | 1 | 1 | 0 | 0 |  | 0
|  | 3 | D5- 2100x750mm - 45mm thk. Hollow Core HDF door w/ Wooden Louver | 7 | 7 | sets | 8495.1456 | 59466.0194 | 700 | 4900 | 64366.0194 | 11829.9297 | 974.7862 | 12804.7159 | 89633.011 | 89633.011 | 0 | [11 empty] | 12.217 |  | 0
|  | 4 | D6- 2100x900mm - 45mm thk. Hollow Core HDF door w/ Wooden Louver | 1 | 1 | set | 8495.1456 | 8495.1456 | 700 | 700 | 9195.1456 | 11829.9297 | 974.7862 | 12804.7159 | 12804.7159 | 12804.7159 | 0
|  | 5 | D7- 2100x500mm - 45mm thk. Hollow Core HDF door w/ Wooden Louver | 2 | 2 | sets | 7330.0971 | 14660.1942 | 650 | 1300 | 15960.1942 | 10207.5393 | 905.1586 | 11112.6979 | 22225.3958 | 22225.3958 | 0 |  |  | "FF-04a" TILE INSTALLATION (per sq m) |  |  |  |  | unit | kci qty | qty | um | tm | ul | tl
|  | 6 | D8- 2100x900mm - 18 GA. Cold rolled, hot dipped | 3 | 3 | sets | 7877.3585 | 23632.0755 | 700 | 2100 | 25732.0755 | 10969.6291 | 974.7862 | 11944.4153 | 35833.2459 | 35833.2459 | 0 |  |  | 600mmx200mm tiles |  |  |  |  | pc | 8.33 | 9 | 140.1961 | 1261.7647 | 23.9 | 215.1
|  |  | Galvanized Steel w/ Rockwool infill | [16 empty] | tile adhesive |  |  |  |  | bag | 0.25 | 0.25 | 0 | 0 |  | 0
|  | 7 | D9- 2400x900mm - 18 GA. Cold rolled, hot dipped | 1 | 1 | set | 8584.9057 | 8584.9057 | 700 | 700 | 9284.9057 | 11954.9251 | 974.7862 | 12929.7113 | 12929.7113 | 12929.7113 | 0 |  |  | tile grout |  |  |  |  | kg | 0.25 | 0.35 | 34.9057 | 12.217 |  | 0
|  |  | Galvanized Steel w/ Rockwool infill | [16 empty] | mortar (topping) included @ other item |  |  |  |  | sq m | 1 | 1 | 0 | 0 | 0 | 0
1.07
| E. | WINDOWS (BY OTHERS)
|  | 1 | W1- 6800x4555mm - (Fixed window) 10mm thk. Clear | 1 | 1 | set |  | 0 |  | 0 | 0 | [6 empty] | 236951.1 | 41814.9
tempered glass on Aluminum frame Powder coated finish
|  | 2 | W2- (Fixed window) 10mm thk. Clear tempered glass | 1 | 1 | set |  | 0 |  | 0 | 0 | [6 empty] | 102379.95 | 18067.05
on Aluminum frame Powder coated finish
|  | 3 | W3- (Fixed window) 10mm thk. Clear tempered glass | 1 | 1 | set |  | 0 |  | 0 | 0 | [6 empty] | 81113.375 | 14314.125
on Aluminum frame Powder coated finish
|  | 4 | W4- (Fixed window) 10mm thk. Clear tempered glass | 1 | 1 | set |  | 0 |  | 0 | 0 | [6 empty] | 38540.7 | 6801.3
on Aluminum frame Powder coated finish
|  | 5 | W5- 600x2750mm - (Awning window) 6mm thk., Annealed | 2 | 2 | sets |  | 0 |  | 0 | 0 | [6 empty] | 10729.125 | 1893.375
glass on Aluminum frame Powder coated finish
|  | 6 | W6- 600x3550mm - (Awning window) 6mm thk., Annealed | 2 | 2 | sets |  | 0 |  | 0 | 0 | [6 empty] | 13850.325 | 2444.175
glass on Aluminum frame Powder coated finish
|  | 7 | W7- 600x1800mm - (Awning window) 6mm thk., Annealed | 4 | 4 | sets |  | 0 |  | 0 | 0 | [6 empty] | 7022.7 | 1239.3
glass on Aluminum frame Powder coated finish
|  | 8 | W8- 600x900mm - (Awning window) 6mm thk., Annealed | 1 | 1 | set |  | 0 |  | 0 | 0 | [6 empty] | 3511.35 | 619.65
glass on Aluminum frame Powder coated finish
|  | 9 | W9- 8510x2400mm - (Fixed window) 10mm thk. Clear | 1 | 1 | set |  | 0 |  | 0 | 0 | [6 empty] | 156243.6 | 27572.4
tempered glass on Aluminum frame Powder coated finish
|  | 10 | W10- (Fixed window) 10mm thk. Clear tempered glass | 1 | 1 | set |  | 0 |  | 0 | 0 | [6 empty] | 170181.9 | 30032.1
on Aluminum frame Powder coated finish
|  | 11 | W11- 2400x900mm - (Awning type window w/ Fixed glass) | 24 | 24 | sets |  | 0 |  | 0 | 0 | [6 empty] | 15606 | 2754
10mm thk. clear float tempered glass on Aluminum
frame Powder coated finish
|  | 12 | W12- 2400x1200mm - (Awning type window w/ Fixed glass) | 1 | 1 | set |  | 0 |  | 0 | 0 | [6 empty] | 20808 | 3672
10mm thk. clear float tempered glass on Aluminum
frame Powder coated finish
|  | 13 | W13- 2400x6700mm - (Fixed window) 10mm thk. Clear float | 1 | 1 | set |  | 0 |  | 0 | 0 | [6 empty] | 67116 | 11844
tempered glass on Aluminum frame Brown Powder coated finish
|  | 14 | W14- 2400x9000mm - (Fixed window) 10mm thk. Clear float | 1 | 1 | set |  | 0 |  | 0 | 0 | [6 empty] | 128520 | 22680
tempered glass on Aluminum frame Brown Powder coated finish
|  | 15 | W15- 2400x6900mm - (Fixed window) 10mm thk. Clear float | 1 | 1 | set |  | 0 |  | 0 | 0 | [6 empty] | 68544 | 12096
tempered glass on Aluminum frame Brown Powder coated finish
|  | 16 | W16- 2400x3660mm - (Fixed window) 10mm thk. Clear float | 1 | 1 | set |  | 0 |  | 0 | 0 | [6 empty] | 52264.8 | 9223.2
tempered glass on Aluminum frame Brown Powder coated finish
| F. | HARDWARES
|  | 1 | Mortise Leverset in Satin Finish Schlage or approved equal | 20 | 20 | sets | 2285.7143 | 45714.2857 | 350 | 7000 | 52714.2857 | 3182.9754 | 487.3931 | 3670.3685 | 73407.3692 | 73407.3692 | 0
|  | 2 | 1 1/2 pairs 3 1/2" x 3 1/2" x 0.13 standard weight and | 48 | 48 | pcs | 333.3333 | 16000 | 75 | 3600 | 19600 | 464.1839 | 104.4414 | 568.6253 | 27294.0137 | 27294.0137 | 0 |  |  | "FF-4.1" TILE INSTALLATION (per sq m) |  |  |  |  | unit | kci qty | qty | um | tm | ul | tl |  |  | "FF-4.2" TILE INSTALLATION (per sq m) |  |  | unit | kci qty | qty | um | tm | ul | tl
|  |  | standard duty 2-ball bearing hinges non removable in satin finish | [16 empty] | 400mmx200mm tiles |  |  |  |  | pc | 12.5 | 13 | 114.7059 | 1491.1765 | 16.5 | 214.5 |  |  | 400mmx200mm tiles |  |  | pc | 12.5 | 13 | 196.0784 | 2549.0196 | 16.5 | 214.5
|  | 3 | Panic Hardware | 4 | 4 | sets | 3809.5238 | 15238.0952 | 400 | 1600 | 16838.0952 | 5304.9589 | 557.0207 | 5861.9796 | 23447.9185 | 23447.9185 | 0 |  |  | tile adhesive |  |  |  |  | bag | 0.25 | 0.25 | 279.4118 | 69.8529 |  | 0 |  |  | tile adhesive |  |  | bag | 0.25 | 0.25 | 268.8679 | 67.217 |  | 0
|  | 4 | Koyo Ball Bearing S/S Hinges | 16 | 16 | sets | 714.2857 | 11428.5714 | 75 | 1200 | 12628.5714 | 994.6798 | 104.4414 | 1099.1212 | 17585.9389 | 17585.9389 | 0 |  |  | tile grout |  |  |  |  | kg | 0.25 | 0.35 | 34.9057 | 12.217 |  | 0 |  |  | tile grout |  |  | kg | 0.25 | 0.35 | 34.9057 | 12.217 |  | 0
[20 empty] | mortar (topping) included @ other item |  |  |  |  | sq m | 1 | 1 | 0 | 0 |  | 0 |  |  | mortar (topping) included @ other item |  |  | sq m | 1 | 1 | 0 | 0 |  | 0
| G. | MISCELLANEOUS | [26 empty] | 1573.2464 |  | 214.5 | [9 empty] | 2628.4536 |  | 214.5
|  | 1 | Non-slip Aluminum Stair Nosing | 76.8 | 78 | lm | 220 | 17160 | 75 | 5850 | 23010 | 306.3614 | 104.4414 | 410.8028 | 32042.6151 | 32042.6151 | 0
|  | 2 | 38mm x 38mm Non-slip Angle bar Nosing | 56.4 | 58 | lm | 133.3333 | 7733.3333 | 75 | 4350 | 12083.3333 | 185.6736 | 104.4414 | 290.1149 | 16826.6666 | 16826.6666 | 0 |  |  | "FF-4A.1" TILE INSTALLATION (per sq m) |  |  |  |  | unit | kci qty | qty | um | tm | ul | tl |  |  | "FF-4A.2" TILE INSTALLATION (per sq m) |  |  | unit | kci qty | qty | um | tm | ul | tl
|  | 3 | 3mm x 38mm x38mm Brass Threaded Nosing welded to 10mmØ anchor | 18.83 | 19.5 | lm | 785.7143 | 15321.4286 | 120 | 2340 | 17661.4286 | 1094.1478 | 167.1062 | 1261.254 | 24594.4527 | 24594.4527 | 0 |  |  | 600mmx200mm tiles |  |  |  |  | pc | 8.33 | 9 | 120.5882 | 1085.2941 | 23.9 | 215.1 |  |  | 600mmx200mm tiles |  |  | pc | 8.33 | 9 | 214.7059 | 1932.3529 | 23.9 | 215.1
|  | 4 | Aluminum Threshold | 2 | 2 | lm | 1142.8571 | 2285.7143 | 175 | 350 | 2635.7143 | 1591.4877 | 243.6966 | 1835.1842 | 3670.3685 | 3670.3685 | 0 |  |  | tile adhesive |  |  |  |  | bag | 0.25 | 0.25 | 279.4118 | 69.8529 |  | 0 |  |  | tile adhesive |  |  | bag | 0.25 | 0.25 | 268.8679 | 67.217 |  | 0
|  | 5 | Signage | N/A |  |  |  | 0 |  | 0 | 0 |  |  |  | N/A |  |  |  |  | tile grout |  |  |  |  | kg | 0.25 | 0.35 | 34.9057 | 12.217 |  | 0 |  |  | tile grout |  |  | kg | 0.25 | 0.35 | 34.9057 | 12.217 |  | 0
|  | 6 | Green Wall | N/A |  |  |  | 0 |  | 0 | 0 |  |  |  | N/A |  |  |  |  | mortar (topping) included @ other item |  |  |  |  | sq m | 1 | 1 | 0 | 0 | 0 | 0 |  |  | mortar (topping) included @ other item |  |  | sq m | 1 | 1 | 0 | 0 | 0 | 0
|  | 7 | 6mm THK coated glass at toilet | 7.5 | 8 | sq.m | 4647.7209 | 37181.7674 | 820.186 | 6561.4884 | 43743.2558 | 6472.1918 | 1142.1515 | 7614.3433 | 60914.7461 | 60914.7461 | 0 | [11 empty] | 1167.364 |  | 215.1 | [9 empty] | 2011.7869 |  | 215.1
| H. | METAL/GLASS WORKS
|  | 1 | 10mm THK Tempered Glass for Main Stair Railings | 15.7 | 16.5 | lm | 7314.6723 | 120692.093 | 1290.8245 | 21298.6047 | 141990.6977 | 10186.0595 | 1797.5399 | 11983.5994 | 197729.3901 | 197729.3901 | 0
|  | 2 | 10mm THK Tempered Glass for View Deck Railings | 8.5 | 9 | lm | 4908.3204 | 44174.8837 | 1227.0801 | 11043.7209 | 55218.6047 | 6835.09 | 1708.7725 | 8543.8625 | 76894.7628 | 76894.7628 | 0
|  | 3 | Ramp Railing | 4 | 4 | lm | 6588.8095 | 26355.2381 | 3442.5 | 13770 | 40125.2381 | 9175.258 | 4793.8593 | 13969.1173 | 55876.4693 | 55876.4693 | 0
|  | 4 | Paint finish for Entrance Canopy | 56 | 58 | sq.m | 185 | 10730 | 185 | 10730 | 21460 | 257.6221 | 257.6221 | 515.2441 | 29884.1599 | 29884.1599 | 0
| I. | TOILET PARTITIONS
|  | 1 | Ground Floor Male & Female Toilet Partition (JEBSEN Bescube) | 1 | 1 | set | 55677.322 | 55677.322 | 9825.4098 | 9825.4098 | 65502.7318 | 77533.5505 | 13682.3913 | 91215.9418 | 91215.9418 | 91215.9418 | 0
|  | 2 | Second Floor Male & Female Toilet Partition (JEBSEN Bescube) | 1 | 1 | set | 75602.744 | 75602.744 | 13341.6607 | 13341.6607 | 88944.4047 | 105280.7311 | 18578.9526 | 123859.6837 | 123859.6837 | 123859.6837 | 0
|  | 3 | Urinal Partition (JEBSEN Bescube) | 1 | 1 | set | 3505.603 | 3505.603 | 618.6358 | 618.6358 | 4124.2389 | 4881.7335 | 861.4824 | 5743.2159 | 5743.2159 | 5743.2159 | 0
| J. | CABINETRY
|  | 1 | Overhead, Under counter cabinet & granite countertop @ Ground Floor Pantry | 1 | 1 | set | 51235.8065 | 51235.8065 | 21958.2028 | 21958.2028 | 73194.0092 | 71348.5104 | 30577.933 | 101926.4434 | 101926.4434 | 101926.4434 | 0 | [6 empty] | ENTRANCE CANOPY SKYLIGHT
|  | 2 | Overhead, Under counter cabinet & granite countertop @ Second Floor Pantry | 1 | 1 | set | 77624.1935 | 77624.1935 | 33267.5115 | 33267.5115 | 110891.7051 | 108095.7042 | 46326.7304 | 154422.4345 | 154422.4345 | 154422.4345 | 0 | [9 empty] | KCI QTY | QTY | UNIT | UM | TM | UL | TL
|  | 3 | Granite countertop at toilets (model units excluded) | 6.3 | 6.5 | lm | 2993.832 | 19459.9078 | 2819.5675 | 18327.1889 | 37787.0968 | 4169.0659 | 3926.3936 | 8095.4595 | 52620.4866 | 52620.4866 | 0 | [6 empty] | 10mm thk. Canadian Grey Color tempered |  |  | 34.9575 | 35 | sq.m | 4017.8571 | 140625 | 375 | 13125
[16 empty] | 0 | [7 empty] | 150Ømm Pipe Sched. 40 |  |  | 7 | 12 | lm | 370 | 4440 | 85 | 1020
| SUBTOTAL II | [6 empty] | 2807082.1761 |  | 985986.9235 | 3793069.0996 |  |  |  | 5282044.8953 | 5282044.8953 | 0 | [6 empty] | 200mmx 300mm x 6mm Tubular Steel |  |  | 11.8 | 12 | lm | 1513.9286 | 18167.1429 | 200 | 2400
III | ELECTRICALWORKS | [22 empty] | 50mmx 300mm x 6mm Tubular Steel |  |  | 52.575 | 54 | lm | 1060.7143 | 57278.5714 | 130 | 7020
| A. | LIGHTING FIXTURES | [21 empty] | 50mmx 150mm x 6mm Tubular Steel |  |  | 5.825 | 6 | lm | 315.4605 | 1892.7628 | 35 | 210
|  | 1 | 6" CFL Pin Light w/o diffuser | 67 | 67 | pcs | 342.8571 | 22971.4286 | 130 | 8710 | 31681.4286 | 457.7096 | 173.5482 | 631.2578 | 42294.2707 | 44118.0278 | -1823.7571 |  | 342.8571 |  | 475.7689 | 180.3957 |  | 50mm x 50mm x 3mm thk. SS cube w/ extruded aluminum and rubber gasket |  |  | 41.475 | 42 | lm | 293.75 | 12337.5 | 60 | 2520
|  | 2 | 150mmX150mm Recessed Pinlight w/ 13W CFL | 88 | 88 | pcs | 797.1429 | 70148.5714 | 130 | 11440 | 81588.5714 | 1064.1747 | 173.5482 | 1237.7229 | 108919.6188 | 113616.3054 | -4696.6866 |  | 797.1429 |  | 1106.1627 | 180.3957 |  | 0.60mm thk. SS End-Flashing |  |  | 5.83 | 6 | lm | 571.4286 | 3428.5714 | 150 | 900
|  | 3 | Porcelain Receptacle w/ 15W CFL | 4 | 4 | pcs | 247.619 | 990.4762 | 130 | 520 | 1510.4762 | 330.568 | 173.5482 | 504.1162 | 2016.4649 | 2103.4162 | -86.9513 |  | 247.619 |  | 343.6109 | 180.3957 |  | 300mmx 300mmx 20mm thk plate w/ |  |  | 2 | 2 | pcs | 847.8 | 1695.6 | 151 | 302
|  | 4 | 100X100X200mm Wall lamp w/ Glass Diffuser Alum | 18 | 18 | pcs | 1885.7143 | 33942.8571 | 210 | 3780 | 37722.8571 | 2517.4026 | 280.3471 | 2797.7497 | 50359.4946 | 52531.0296 | -2171.535 |  | 1885.7143 |  | 2616.7289 | 291.4085 |  | 350mm x 450mmx 20mm thk. base plate w/ |  |  | 2 | 2 | pcs | 1483.2 | 2966.4 | 152 | 304
|  |  | CAS Body powder coated finish and 18W Warm White CFL | [20 empty] | 50mmx 300mm x 6mm Tubular Steel |  |  | 52.575 | 54 | lm | 1060.7143 | 57278.5714 | 130 | 7020
|  | 5 | Wall Lamp | 3 | 3 | pcs | 1542.8571 | 4628.5714 | 210 | 630 | 5258.5714 | 2059.693 | 280.3471 | 2340.0401 | 7020.1204 | 7322.8327 | -302.7123 |  | 1542.8571 |  | 2140.96 | 291.4085 |  | 20mmØ anchor bolts |  |  | 16 | 16 | pcs | 160 | 2560 | 35 | 560
|  | 6 | 600mmX1200mm Lighting fixture w/ 4-36W Fluorescent | 44 | 44 | pcs | 3333.3333 | 146666.6667 | 210 | 9240 | 155906.6667 | 4449.9541 | 280.3471 | 4730.3012 | 208133.2521 | 217108.0967 | -8974.8446 |  | 3333.3333 |  | 4625.531 | 291.4085 |  | primer paint |  |  | 58 | 60 | sq.m | 65 | 3900 | 65 | 3900
|  |  | Lamp, 220V 60HZ (Phillips) w/ Mirrorized Louvers | [20 empty] | welding |  |  | 1 | 1 | lot | 2000 | 2000 | 500 | 500
|  | 7 | Emergency Light | 25 | 25 | pcs | 2952.381 | 73809.5238 | 210 | 5250 | 79059.5238 | 3941.3879 | 280.3471 | 4221.735 | 105543.3751 | 110094.4758 | -4551.1007 |  | 2952.381 |  | 4096.8989 | 291.4085 |  | consumables |  |  | 1 | 1 | lot | 2000 | 2000 | 1000 | 1000 |  |  |  | "FF-06" TILE INSTALLATION (per sq m) |  |  | unit | kci qty | qty | um | tm | ul | tl
|  | 8 | Exit Light | 4 | 4 | pcs | 2285.7143 | 9142.8571 | 210 | 840 | 9982.8571 | 3051.3971 | 280.3471 | 3331.7442 | 13326.9768 | 13901.6449 | -574.6681 |  | 2285.7143 |  | 3171.7927 | 291.4085 | [8 empty] | 310570.1199 |  | 40781 |  |  |  | 600mmx600mm tiles |  |  | pc | 2.77 | 3 | 373.8318 | 1121.4953 | 71.7 | 215.1
[37 empty] | tile adhesive |  |  | bag | 0.25 | 0.25 | 279.4118 | 69.8529 |  | 0
| B. | WIRES & CABLES |  |  |  |  | 0.87 |  | 0.85 | [27 empty] | tile grout |  |  | kg | 0.25 | 0.35 | 34.9057 | 12.217 |  | 0
|  | 1 | 2.0mm² THHN | 2284 | 2450 | lm | 17.2414 | 42241.3793 | 5.8824 | 14411.7647 | 56653.144 | 23.017 | 7.8529 | 30.8699 | 75631.1668 | 78892.4331 | -3261.2663 |  | 15 | 5 | 23.9252 | 8.1627 | [14 empty] | mortar (topping) included @ other item |  |  | sq m | 1 | 1 | 0 | 0 | 0 | 0
|  | 2 | 3.5mm² THHN | 6464 | 6880 | lm | 25.2874 | 173977.0115 | 8.2353 | 56658.8235 | 230635.835 | 33.7583 | 10.994 | 44.7523 | 307895.6624 | 321172.3285 | -13276.6662 |  | 22 | 7 | 35.0902 | 11.4278 | [21 empty] | 1203.5652 |  | 215.1
|  | 3 | 5.5mm² THHN | 1087 | 1215 | lm | 37.931 | 46086.2069 | 18.8235 | 22870.5882 | 68956.7951 | 50.6374 | 25.1292 | 75.7666 | 92056.3715 | 96025.9036 | -3969.5321 |  | 33 | 16 | 52.6354 | 26.1206
|  | 4 | 8mm² THHN | 1771 | 1880 | lm | 60.9195 | 114528.7356 | 18.8235 | 35388.2353 | 149916.9709 | 81.3267 | 25.1292 | 106.4559 | 200137.0908 | 208767.1356 | -8630.0448 |  | 53 | 16 | 84.5356 | 26.1206
|  | 5 | 14mm² THHN | 21 | 23 | lm | 95.4023 | 2194.2529 | 29.4118 | 676.4706 | 2870.7235 | 127.3608 | 39.2643 | 166.6251 | 3832.3763 | 3997.6309 | -165.2546 |  | 83 | 25 | 132.3859 | 40.8135 | [14 empty] | "WF-" Wall TILE INSTALLATION (per sq m) |  |  | unit | kci qty | qty | um | tm | ul | tl
|  | 6 | 22mm² THHN | 24 | 27 | lm | 149.4253 | 4034.4828 | 45.8824 | 1238.8235 | 5273.3063 | 199.4807 | 61.2523 | 260.733 | 7039.7912 | 7343.3517 | -303.5605 |  | 130 | 39 | 207.3514 | 63.6691 | [14 empty] | 600mmx200mm tiles "Accent" |  |  | pc | 8.33 | 9 | 122.6415 | 1103.7736 | 23.9 | 215.1
|  | 7 | 30mm² THHN | 9 | 11 | lm | 218.3908 | 2402.2989 | 67.0588 | 737.6471 | 3139.9459 | 291.5487 | 89.5226 | 381.0713 | 4191.7845 | 4372.5371 | -180.7525 |  | 190 | 57 | 303.052 | 93.0548 | [14 empty] | tile adhesive |  |  | bag | 0.25 | 0.25 | 245.283 | 61.3208 |  | 0
|  | 8 | 50mm² THHN | 34 | 47 | lm | 356.3218 | 16747.1264 | 109.4118 | 5142.3529 | 21889.4794 | 475.6847 | 146.0632 | 621.7479 | 29222.1534 | 30482.2321 | -1260.0787 |  | 310 | 93 | 494.4533 | 151.8263 | [14 empty] | tile grout |  |  | kg | 0.25 | 0.35 | 34.9057 | 12.217 |  | 0
|  | 9 | 150mm² THHN | 27 | 37 | lm | 1018.3908 | 37680.4598 | 311.7647 | 11535.2941 | 49215.7539 | 1359.5377 | 416.2016 | 1775.7393 | 65702.3534 | 68535.4827 | -2833.1293 |  | 886 | 265 | 1413.1795 | 432.6232 | [14 empty] | mortar (topping) included @ other item |  |  | sq m | 1 | 1 | 0 | 0 | 0 | 0
|  | 10 | 250mm² THHN | 102 | 125 | lm | 1650.5747 | 206321.8391 | 505.8824 | 63235.2941 | 269557.1332 | 2203.4945 | 675.346 | 2878.8405 | 359855.0592 | 375372.2492 | -15517.19 |  | 1436 | 430 | 2290.4353 | 701.9923 | [21 empty] | 1177.3113 |  | 215.1
| C. | SWITCHES & OUTLETS
|  | 1 | One Gang switch | 24 | 24 | sets | 108.046 | 2593.1034 | 44.7059 | 1072.9412 | 3666.0446 | 144.2399 | 59.6817 | 203.9216 | 4894.1191 | 5105.1567 | -211.0377 |  | 94 | 38 | 149.931 | 62.0365 | [14 empty] | "WF-" Wall TILE INSTALLATION (per sq m) |  |  | unit | kci qty | qty | um | tm | ul | tl
|  | 2 | Two Gang switch | 6 | 6 | sets | 163.2184 | 979.3103 | 52.9412 | 317.6471 | 1296.9574 | 217.8943 | 70.6757 | 288.57 | 1731.4203 | 1806.0803 | -74.66 |  | 142 | 45 | 226.4915 | 73.4643 | [14 empty] | 600mmx200mm tiles "Field" |  |  | pc | 8.33 | 9 | 134.9057 | 1214.1509 | 23.9 | 215.1
|  | 3 | Three Gang switch | 3 | 3 | sets | 235.6322 | 706.8966 | 72.9412 | 218.8235 | 925.7201 | 314.5657 | 97.3755 | 411.9412 | 1235.8236 | 1289.1131 | -53.2895 |  | 205 | 62 | 326.9772 | 101.2175 | [14 empty] | tile adhesive |  |  | bag | 0.25 | 0.25 | 245.283 | 61.3208 |  | 0
|  | 4 | Three Way switch | 4 | 4 | sets | 168.9655 | 675.8621 | 51.7647 | 207.0588 | 882.9209 | 225.5666 | 69.1052 | 294.6718 | 1178.6872 | 1229.513 | -50.8258 |  | 147 | 44 | 234.4666 | 71.8318 | [14 empty] | tile grout |  |  | kg | 0.25 | 0.35 | 34.9057 | 12.217 |  | 0
|  | 5 | 2-Gang CO w/ ground rod | 104 | 104 | sets | 275.8621 | 28689.6552 | 84.7059 | 8809.4118 | 37499.0669 | 368.2721 | 113.0812 | 481.3532 | 50060.7377 | 52219.3901 | -2158.6524 |  | 240 | 72 | 382.8026 | 117.5429 | [14 empty] | mortar (topping) included @ other item |  |  | sq m | 1 | 1 | 0 | 0 |  | 0
|  | 6 | 1-Gang CO w/ ground | 5 | 5 | sets | 180.4598 | 902.2989 | 55.2941 | 276.4706 | 1178.7694 | 240.9113 | 73.8169 | 314.7282 | 1573.641 | 1641.4974 | -67.8564 |  | 157 | 47 | 250.4167 | 76.7294 | [21 empty] | 1287.6887 |  | 215.1
|  | 7 | 2-Gang CO w/ ground slot wp | 10 | 10 | sets | 758.6207 | 7586.2069 | 155.2941 | 1552.9412 | 9139.1481 | 1012.7482 | 207.3155 | 1220.0637 | 12200.6368 | 12726.7364 | -526.0996 |  | 660 | 132 | 1052.707 | 215.4953
| D. | PANEL BOARDS |  |  |  |  | 0.87
|  | 1 | 400A 3P MCB in NEMA 4X | 1 | 1 | set | 20235.6322 | 20235.6322 | 4117.6471 | 4117.6471 | 24353.2792 | 27014.2902 | 5497.0021 | 32511.2923 | 32511.2923 | 33913.2009 | -1401.9086 |  | 17605 | 3500 | 28080.163 | 5713.8912
|  | 2 | 70A 3P Lugs only, 18-20A2PCB | 1 | 1 | set | 24827.5862 | 24827.5862 | 5882.3529 | 5882.3529 | 30709.9391 | 33144.4855 | 7852.8601 | 40997.3457 | 40997.3457 | 42765.1786 | -1767.8329 |  | 21600 | 5000 | 34452.2306 | 8162.7017
|  | 3 | 100A 3P Lugs only, 18-20A2PCB | 1 | 1 | set | 24827.5862 | 24827.5862 | 5882.3529 | 5882.3529 | 30709.9391 | 33144.4855 | 7852.8601 | 40997.3457 | 40997.3457 | 42765.1786 | -1767.8329 |  | 21600 | 5000 | 34452.2306 | 8162.7017 | [14 empty] | PEBBLES(per sq m) |  | unit | kci qty | qty | um | tm | ul | tl
|  | 4 | 300A 3P Lugs only, 2-20A2PCB | 1 | 1 | set | 25280.4598 | 25280.4598 | 4117.6471 | 4117.6471 | 29398.1068 | 33749.0655 | 5497.0021 | 39246.0676 | 39246.0676 | 40938.3842 | -1692.3166 |  | 21994 | 3500 | 35080.6648 | 5713.8912 | [15 empty] | sand | cu m | 0.008 | 0.01 | 1000 | 10 | 600 | 6
|  | 5 | 2-30A 2PCB, 9-50A2PCB, 5-50A3PCB | 1 | 1 | set | 49827.5862 | 49827.5862 | 5882.3529 | 5882.3529 | 55709.9391 | 66519.1411 | 7852.8601 | 74372.0013 | 74372.0013 | 77578.9715 | -3206.9703 |  | 43350 | 5000 | 69143.7128 | 8162.7017 | [15 empty] | cement | bag | 0.144 | 0.17 | 213.9535 | 36.3721 | 150 | 25.5
|  |  | 400A 3PCB, 1-70A3PCB, 1-100A3PCB | [34 empty] | pebbles | bag | 5 | 5 | 47.619 | 238.0952 | 20 | 100
|  | 6 | 20A 2P w/ NEMA 3R | 2 | 2 | sets | 1206.8966 | 2413.7931 | 305.8824 | 611.7647 | 3025.5578 | 1611.1903 | 408.3487 | 2019.539 | 4039.078 | 4213.2457 | -174.1677 |  | 1050 | 260 | 1674.7612 | 424.4605 | [20 empty] | 284.4673 |  | 131.5
|  | 7 | 30A 2P w/ NEMA 3R | 2 | 2 | sets | 1206.8966 | 2413.7931 | 305.8824 | 611.7647 | 3025.5578 | 1611.1903 | 408.3487 | 2019.539 | 4039.078 | 4213.2457 | -174.1677 |  | 1050 | 260 | 1674.7612 | 424.4605
|  | 8 | 50A 2P w/ NEMA 3R | 9 | 9 | sets | 1206.8966 | 10862.069 | 305.8824 | 2752.9412 | 13615.0101 | 1611.1903 | 408.3487 | 2019.539 | 18175.851 | 18959.6058 | -783.7548 |  | 1050 | 260 | 1674.7612 | 424.4605 | [14 empty] | Ramp railing |  | unit | kci qty | qty | um | tm | ul | tl
|  | 9 | 50A 3P w/ NEMA 3R | 5 | 5 | sets | 3333.3333 | 16666.6667 | 470.5882 | 2352.9412 | 19019.6078 | 4449.9541 | 628.2288 | 5078.1829 | 25390.9144 | 26485.7876 | -1094.8732 |  | 2900 | 400 | 4625.531 | 653.0161 | [14 empty] | 38mm dia. B.I pipe |  | lm | 26 | 30 | 257.1429 | 7714.2857 | 150 | 4500
|  | 10 | 1/2" Flexible Pipe | 240 | 247 | mts | 31.7813 | 7849.9921 | 12.9412 | 3196.4706 | 11046.4626 | 42.4277 | 17.2763 | 59.7039 | 14746.8754 | 15382.7705 | -635.8951 |  | 27.6498 | 11 | 44.1017 | 17.9579 | [14 empty] | 6mm thk steel plate w/ 50mm long bar |  | pcs | 10 | 10 | 250 | 2500 | 65 | 650
|  | 11 | 1/2" Flexible Connector | 240 | 247 | pcs | 18.3908 | 4542.5287 | 7.0588 | 1743.5294 | 6286.0581 | 24.5515 | 9.4234 | 33.9749 | 8391.801 | 8753.6611 | -361.8601 |  | 16 | 6 | 25.5202 | 9.7952 | [14 empty] | 6mm thk steel plate w/ 12mmØ 75mm long bar |  | pcs | 10 | 10 | 280 | 2800 | 70 | 700
|  | 12 | Electrical Tape Big | 95 | 100 | pcs | 28.7356 | 2873.5632 | 10.5882 | 1058.8235 | 3932.3867 | 38.3617 | 14.1351 | 52.4968 | 5249.6821 | 5476.0519 | -226.3698 |  | 25 | 9 | 39.8753 | 14.6929 | [14 empty] | plain cement w/ 10mmx10mm reveal |  | sq.m | 5.4 | 6 | 160 | 960 | 145 | 870
|  | 13 | Sub-meter | 2 | 2 | units | 15238.0952 | 30476.1905 | 7058.8235 | 14117.6471 | 44593.8375 | 20342.6472 | 9423.4322 | 29766.0794 | 59532.1588 | 62099.2251 | -2567.0664 |  | 25 | 6000 | 21145.2844 | 9795.242 | [14 empty] | plain cement w/ 10mmx10mm reveal |  | sq.m | 5.4 | 6 | 160 | 960 | 145 | 870
[37 empty] | automotive lacquer paint |  | lm | 26 | 32 | 90 | 2880 | 90 | 2880
| E. | TELEPHONE & DATA | [34 empty] | concrete |  | cu.m | 1.08 | 1.25 | 3619.0476 | 4523.8095 | 800 | 1000
|  | 1 | # 22/3C Telephone wire | 1337 | 1446 | lm | 10 | 14460 | 4.7059 | 6804.7059 | 21264.7059 | 13.3499 | 6.2823 | 19.6322 | 28388.0894 | 29612.2027 | -1224.1133 |  |  | 4 | 13.8766 | 6.5302 | [14 empty] | rebar |  | kgs | 63.8176 | 75 | 31.4286 | 2357.1429 | 12 | 900
|  | 2 | CAT 5 UTP Cable | 1113 | 1320 | lm | 25 | 33000 | 10.5882 | 13976.4706 | 46976.4706 | 33.3747 | 14.1351 | 47.5098 | 62712.9411 | 65417.1649 | -2704.2238 |  |  | 9 | 34.6915 | 14.6929 | [14 empty] | formworks |  | sq.m | 2.7 | 3 | 220 | 660 | 200 | 600
|  | 3 | 1 - Gang Telephone Outlet | 33 | 33 | sets | 258 | 8514 | 117.6471 | 3882.3529 | 12396.3529 | 344.4264 | 157.0572 | 501.4836 | 16548.9604 | 17262.5626 | -713.6022 |  |  | 100 | 358.0161 | 163.254 | [14 empty] | consumables |  | lot | 1 | 1 | 1000 | 1000 | 800 | 800
|  | 4 | 1 - Gang Data Outlet | 33 | 33 | sets | 456 | 15048 | 117.6471 | 3882.3529 | 18930.3529 | 608.7537 | 157.0572 | 765.8109 | 25271.7604 | 26361.4955 | -1089.7352 |  |  | 100 | 632.7726 | 163.254 | [20 empty] | 26355.2381 |  | 13770
|  | 1 | Telephone Terminal Cabinet | 1 | 1 | pc | 4500 | 4500 | 1058.8235 | 1058.8235 | 5558.8235 | 6007.438 | 1413.5148 | 7420.9528 | 7420.9528 | 7740.9493 | -319.9964 |  |  | 900 | 6244.4668 | 1469.2863
|  | 2 | Data Cabinet | 1 | 1 | pc | 15000 | 15000 | 3529.4118 | 3529.4118 | 18529.4118 | 20024.7933 | 4711.7161 | 24736.5094 | 24736.5094 | 25803.1642 | -1066.6548 |  |  | 3000 | 20814.8893 | 4897.621
|  | 3 | 2RU cable management | 1 | 1 | unit | 12000 | 12000 | 529.4118 | 529.4118 | 12529.4118 | 16019.8347 | 706.7574 | 16726.5921 | 16726.5921 | 17447.8539 | -721.2618 |  |  | 450 | 16651.9115 | 734.6432 | [9 empty] | 40999
|  | 4 | Patch panel 24 Port | 2 | 2 | pcs | 5612 | 11224 | 2352.9412 | 4705.8824 | 15929.8824 | 7491.9427 | 3141.1441 | 10633.0867 | 21266.1735 | 22183.1851 | -917.0116 |  |  | 2000 | 7787.5439 | 3265.0807
|  | 5 | Miscellaneous | 1 | 1 | lot | 13488.3721 | 13488.3721 | 8823.5294 | 8823.5294 | 22311.9015 | 18006.7909 | 11779.2902 | 29786.0811 | 29786.0811 | 31070.4768 | -1284.3957 |  |  | 7500 | 18717.2648 | 12244.0525 | DESCRIPTION | QTY | UNIT | UNIT PRICE (Php) |  |  | AMOUNT (Php) | [6 empty] | top | SB
[16 empty] | 0 |  |  |  | 1. LAVATORY COUNTERTOP, Dim. 600mm x 1800mm with 150mm Splash Board and 200mm Fascia Board | [11 empty] | 0.6 | 1.8 | 1.08 | 2.4 | 0.6 | 0.15
| SUBTOTAL III | [6 empty] | 1400979.8978 |  | 364281.7647 | 1765261.6625 |  |  |  | 2356600 | 2458218.1628 | -101618.1628 | 2449581.7427 |  | MATERIAL |  |  | JET BLACK | 2.268 | m2 | P | 2300 | /m2 | P | 5216.4 |  | 0.15 | 1.8 | 0.27 | 1.95 | 1.8 | 0.6
VI | PLUMBING WORKS (MODEL UNITS EXCLUDED) | [14 empty] | 0 |  | 2356600 | [9 empty] | Material Cost : | P | 5216.4 |  | 0.15 | 0.6 | 0.09 | 0.75 | 0.15 | 1.8
| A. | TOILET/KITCHEN FIXTURES | [13 empty] | 0 |  | -92981.7427 | [13 empty] | 0.15 | 0.6 | 0.09 | 0.75 |  | 0.6
|  | 1 | Water closet (OSM) | 10 | 10 | sets |  | 0 | 850 | 8500 | 8500 | 0 | 1183.669 | 1183.669 | 11836.6896 | 11836.6896 | 0 |  |  | LABOR |  |  | Installation works | 1.89 | m2 | P | 400 | /m2 | P | 756 |  | 0.2 | 1.8 | 0.36 | 2 |  | 0.2
|  | 2 | Urinal (OSM) | 3 | 3 | sets |  | 0 | 850 | 2550 | 2550 | 0 | 1183.669 | 1183.669 | 3551.0069 | 3551.0069 | 0 | [5 empty] | Cutting Works | 7.85 | m2 |  | 100 | /m2 |  | 785
|  | 3 | Lavatory (OSM) | 7 | 7 | sets |  | 0 | 700 | 4900 | 4900 | 0 | 974.7862 | 974.7862 | 6823.5034 | 6823.5034 | 0 | [5 empty] | Top Flat Edge Polished | 2.55 | lm |  | 400 | /lm |  | 1020
|  | 4 | Lavatory Faucet (OSM) | 7 | 7 | sets |  | 0 | 400 | 2800 | 2800 | 0 | 557.0207 | 557.0207 | 3899.1448 | 3899.1448 | 0 | [5 empty] | SB Flat Edge Polished | 3.35 | lm |  | 400 | /lm |  | 1340
|  | 5 | Stainless Steel Kitchen Sink | 2 | 2 | sets | 3738.3178 | 7476.6355 | 500 | 1000 | 8476.6355 | 5205.8008 | 696.2759 | 5902.0767 | 11804.1534 | 11804.1534 | 0 | [5 empty] | Sink Hole | 2 | hole |  | 500 | /hole |  | 1000 |  |  |  | 1.89 | 7.85 | 2.55 | 3.35
|  | 6 | Kitchen Sink Faucet (OSM) | 2 | 2 | sets |  | 0 | 500 | 1000 | 1000 | 0 | 696.2759 | 696.2759 | 1392.5517 | 1392.5517 | 0 | [10 empty] | Labor Cost : | P | 4901
|  | 7 | Slop Sink Faucet (OSM) | 2 | 2 | sets |  | 0 | 300 | 600 | 600 | 0 | 417.7655 | 417.7655 | 835.531 | 835.531 | 0 | [10 empty] | Sub-Total Materials and Labor Cost : | P | 10117.4 | [9 empty] | Septic Tank
|  | 8 | Hygienical Spray (OSM) | 10 | 10 | sets |  | 0 | 350 | 3500 | 3500 | 0 | 487.3931 | 487.3931 | 4873.931 | 4873.931 | 0 | [23 empty] | unit | kci qty | qty | um | tm | ul | tl
|  | 9 | Floor Drain | 12 | 12 | sets | 523.8095 | 6285.7143 | 250 | 3000 | 9285.7143 | 729.4319 | 348.1379 | 1077.5698 | 12930.8374 | 12930.8374 | 0 | [21 empty] | excavation |  | cu.m | 27.45 | 28 | 30 | 840 | 350 | 9800
|  | 10 | Grease Trap 5GPM | 2 | 2 | sets | 5714.2857 | 11428.5714 | 1500 | 3000 | 14428.5714 | 7957.4384 | 2088.8276 | 10046.266 | 20092.5319 | 20092.5319 | 0 | [18 empty] | top | SB |  | concrete |  | cu.m | 7.7985 | 8 | 3317.3077 | 26538.4615 | 650 | 5200
|  | 11 | Miscellaneous | 1 | 1 | lot | 10000 | 10000 | 4000 | 4000 | 14000 | 13925.5172 | 5570.2069 | 19495.7241 | 19495.7241 | 19495.7241 | 0 |  |  | ITEM |  |  | DESCRIPTION | QTY | UNIT | UNIT PRICE (Php) |  |  | AMOUNT (Php) | [9 empty] | formworks |  | sq.m | 79.6875 | 80 | 192.3077 | 15384.6154 | 200 | 16000
|  | 12 | Sub-meter | 2 | 2 | sets | 8737.8641 | 17475.7282 | 2000 | 4000 | 21475.7282 | 12167.9276 | 2785.1034 | 14953.0311 | 29906.0622 | 29906.0622 | 0 |  |  | ITEM |  |  | DESCRIPTION | QTY | UNIT | UNIT PRICE (Php) |  |  | AMOUNT (Php) | [9 empty] | rebar |  | kg | 1052.7975 | 1105.4374 | 31.7308 | 35076.3782 | 8 | 8843.499
|  | 13 | Septic Tank (As Per Plan) | 1 | 1 | unit | 83300.9936 | 83300.9936 | 42343.499 | 42343.499 | 125644.4926 | 116000.9419 | 58965.5123 | 174966.4542 | 174966.4542 | 174966.4542 | 0 |  |  | ITEM |  |  | DESCRIPTION | QTY | UNIT | UNIT PRICE (Php) |  |  | AMOUNT (Php) | [9 empty] | manhole |  | set | 3 | 3 | 1153.8462 | 3461.5385 | 500 | 1500
[20 empty] | 2. LAVATORY COUNTERTOP, Dim. 600mm x 1000mm with 150mm Splash Board and 200mm Fascia Board | [11 empty] | 0.6 | 1 | 0.6 | 1.6 | 0.6 | 0.15 |  | consumables |  | lot | 1 | 1 | 2000 | 2000 | 1000 | 1000
| B. | TOILET ACCESSORIES | [17 empty] | MATERIAL |  |  | JET BLACK | 1.548 | m2 | P | 2300 | /m2 | P | 3560.4 |  | 0.15 | 1 | 0.15 | 1.15 | 1 | 0.6 | [7 empty] | 83300.9936 |  | 42343.499
|  | 1 | American Standard Automatic Hand dryer (OSM) | 5 | 5 | pcs |  | 0 | 1000 | 5000 | 5000 | 0 | 1392.5517 | 1392.5517 | 6962.7586 | 6962.7586 | 0
|  | 2 | Toilet Paper Holder (OSM) | 10 | 10 | pcs |  | 0 | 250 | 2500 | 2500 | 0 | 348.1379 | 348.1379 | 3481.3793 | 3481.3793 | 0 | [10 empty] | Material Cost : | P | 3560.4 |  | 0.15 | 0.6 | 0.09 | 0.75 | 0.15 | 1
|  | 3 | Stainless Steel Grab Bar | 1 | 1 | set | 3870.9677 | 3870.9677 | 700 | 700 | 4570.9677 | 5390.5228 | 974.7862 | 6365.309 | 6365.309 | 6365.309 | 0 | [14 empty] | 0.15 | 0.6 | 0.09 | 0.75 |  | 0.6
|  | 4 | 1100mm x 60mm x 6mm THK mirror on 6mm THK marine plywood backing | 7 | 7 | sets | 2337.1111 | 16359.7778 | 1200 | 8400 | 24759.7778 | 3254.5481 | 1671.0621 | 4925.6102 | 34479.2711 | 34479.2711 | 0 |  |  | LABOR |  |  | Installation works | 1.29 | m2 | P | 400 | /m2 | P | 516 |  | 0.2 | 1.8 | 0.36 | 2 |  | 0.2
|  | 5 | Ga. 18 steel shelving 250mm x 600mm | 2 | 2 | pcs | 3000 | 6000 | 450 | 900 | 6900 | 4177.6552 | 626.6483 | 4804.3034 | 9608.6069 | 9608.6069 | 0 | [5 empty] | Cutting Works | 6.25 | m2 |  | 100 | /m2 |  | 625
|  | 6 | Mop Rack | 2 | 2 | pcs | 3500 | 7000 | 450 | 900 | 7900 | 4873.931 | 626.6483 | 5500.5793 | 11001.1586 | 11001.1586 | 0 | [5 empty] | Top Flat Edge Polished | 1.75 | lm |  | 400 | /lm |  | 700
|  | 7 | Aluminum Tile Trim | 41.04 | 42 | lm | 186.0465 | 7813.9535 | 165 | 6930 | 14743.9535 | 259.0794 | 229.771 | 488.8504 | 20531.7178 | 20531.7178 | 0 | [5 empty] | SB Flat Edge Polished | 2.55 | lm |  | 400 | /lm |  | 1020
|  | 8 | 1.2mm THK Stainless Steel End Cap | 1.2 | 2.4 | lm | 1720.9302 | 4130.2326 | 260 | 624 | 4754.2326 | 2396.4844 | 362.0634 | 2758.5478 | 6620.5147 | 6620.5147 | 0 | [5 empty] | Sink Hole | 1 | hole |  | 500 | /hole |  | 500
[28 empty] | Labor Cost : | P | 3361 |  |  |  | 1.29 | 6.25 | 1.75 | 2.55
[16 empty] | 0 | [11 empty] | Sub-Total Materials and Labor Cost : | P | 6921.4
| SUBTOTAL VI | [6 empty] | 181142.5746 |  | 107147.499 | 288290.0736 |  |  |  | 401458.8376 | 401458.8376 | 0
| GRAND TOTAL AMOUNT (VAT INC.) | [6 empty] | 5309806.7462 |  | 1843692.8642 | 7153499.6104 | 9860000.0173 |  |  |  | 9961618.1801 | -101618.1628
[20 empty] | ITEM |  |  | DESCRIPTION | QTY | UNIT | UNIT PRICE (Php) |  |  | AMOUNT (Php) | [6 empty] | top | SB
[20 empty] | 3. LAVATORY COUNTERTOP, Dim. 600mm x 2250mm with 100mm Splash Board and 65mm Fascia Board | [11 empty] | 0.6 | 2.25 | 1.35 | 2.85 | 0.6 | 0.1
[20 empty] | MATERIAL |  |  | JET BLACK | 2.2095 | m2 | P | 2300 | /m2 | P | 5081.85 |  | 0.1 | 2.25 | 0.225 | 2.35 | 2.25 | 0.6
[28 empty] | Material Cost : | P | 5081.85 |  | 0.1 | 0.6 | 0.06 | 0.7 | 0.1 | 2.25
Prepared by: | [31 empty] | 0.1 | 0.6 | 0.06 | 0.7 |  | 0.6
[20 empty] | LABOR |  |  | Installation works | 1.8413 | m2 | P | 400 | /m2 | P | 736.5 |  | 0.065 | 2.25 | 0.14625 | 2.315 |  | 0.1
For KONSTRUKTURA | [22 empty] | Cutting Works | 8.915 | m2 |  | 100 | /m2 |  | 891.5
[23 empty] | Top Flat Edge Polished | 2.95 | lm |  | 400 | /lm |  | 1180
[23 empty] | SB Flat Edge Polished | 3.65 | lm |  | 400 | /lm |  | 1460
Engr. Gerald Borja | [22 empty] | Sink Hole | 1 | hole |  | 500 | /hole |  | 500 |  |  |  | 1.8413 | 8.915 | 2.95 | 3.65
Engineering Department | [27 empty] | Labor Cost : | P | 4768
[28 empty] | Sub-Total Materials and Labor Cost : | P | 9849.85
[20 empty] | ITEM |  |  | DESCRIPTION | QTY | UNIT | UNIT PRICE (Php) |  |  | AMOUNT (Php) | [6 empty] | top | SB
[20 empty] | 4. LAVATORY COUNTERTOP, Dim. 600mm x 3200mm with 100mm Splash Board and 65mm Fascia Board | [11 empty] | 0.6 | 3.2 | 1.92 | 3.8 | 0.6 | 0.1
[13 empty] | DC |  | 7153499.6104 |  |  |  |  | MATERIAL |  |  | JET BLACK | 3.0816 | m2 | P | 2300 | /m2 | P | 7087.68 |  | 0.1 | 3.2 | 0.32 | 3.3 | 3.2 | 0.6
[28 empty] | Material Cost : | P | 7087.68 |  | 0.1 | 0.6 | 0.06 | 0.7 | 0.1 | 3.2
[9 empty] | Mobilization |  | incl | CONT | 214604.9883 |  | 7368104.5988 | [16 empty] | 0.1 | 0.6 | 0.06 | 0.7 |  | 0.6
[9 empty] | Demobilization |  | incl | OH | 328828.3499 |  | 7696932.9487 |  |  |  |  | LABOR |  |  | Installation works | 2.568 | m2 | P | 400 | /m2 | P | 1027.2 |  | 0.065 | 3.2 | 0.208 | 3.265 |  | 0.1
[9 empty] | Bonds/Ins |  | by owner | OTHERS |  |  | 7696932.9487 | [7 empty] | Cutting Works | 11.765 | m2 |  | 100 | /m2 |  | 1176.5
[9 empty] | Permits |  | by owner | PROF | 1154539.9423 |  | 8851472.891 | [7 empty] | Top Flat Edge Polished | 3.9 | lm |  | 400 | /lm |  | 1560
[8 empty] | ?? | Contractors Tax |  |  | TAX | 885147.2891 |  | 9736620.1801 |  | 123379.8372 | [5 empty] | SB Flat Edge Polished | 4.6 | lm |  | 400 | /lm |  | 1840
[9 empty] | Supervision |  | incl | [11 empty] | Sink Hole | 1 | hole |  | 500 | /hole |  | 500 |  |  |  | 2.568 | 11.765 | 3.9 | 4.6
[9 empty] | TK/Foreman |  | 64761.9048 | GT W/O VAT | 2583120.5697 |  | 9961618.1801 | [12 empty] | Labor Cost : | P | 6103.7
[9 empty] | ofc staff |  | 30000 | GT W/VAT | 2583120.5697 |  | . | [12 empty] | Sub-Total Materials and Labor Cost : | P | 13191.38
[9 empty] | ofc suppplies |  | 15000
[9 empty] | Transportation Staff |  | 18000
[9 empty] | Communication |  | 18000
[8 empty] | xx | Tools/equipt.
[9 empty] | Barracks |  | 37209.3023
[9 empty] | temfacil |  | incl
[8 empty] | xx | TOILET | [13 empty] | facial mirror |  |  | unit | kci qty | qty | um | tm | ul | tl
[9 empty] | H. Keeping |  | 16000 | [11 empty] | 6mm THK mirror |  |  | sq.ft | 7.1005 | 8 | 200 | 1600 |  | 0
[9 empty] | Demolition |  | incl | [11 empty] | edge polish |  |  | lm | 3.4 | 3.5 | 20 | 70 |  | 0
[8 empty] | xx | handling | [13 empty] | 1" wide beveled |  |  | lm | 3.4 | 3.5 | 16 | 56 |  | 0
[8 empty] | xx | hauling materials | [13 empty] | plywood backing |  |  | sq.m | 0.66 | 0.8 | 138.8889 | 111.1111 |  | 0
[8 empty] | xx | hauling out of debris | [13 empty] | consumables |  |  | lot | 1 | 1 | 500 | 500 |  | 0
[8 empty] | xx | utilities water | [20 empty] | 2337.1111 |  | 0
[8 empty] | xx?? | utilities electric
[9 empty] | temp util deposits |  | 15000
[8 empty] | xx | safety
[9 empty] | Rep |  | 15000
[9 empty] | bodegero w/ cellphone |  | 42857.1429 | [11 empty] | 6mm THK coated glass |  |  | sq.m | 12.6 | 13 | 3752.9302 | 48788.093 | 1313.5256 | 17075.8326
[9 empty] | Professional Fee |  | none | [11 empty] | consumables |  |  | lot | 1 | 1 | 2000 | 2000 | 1000 | 1000
[9 empty] | reports |  | 10000 | [18 empty] | 50788.093 |  | 18075.8326
Plans
[9 empty] | As-built plans |  | incl
[9 empty] | Shop drawing |  | 3500
[9 empty] | Board up |  | incl
[9 empty] | Signboards |  | 3500
[9 empty] | Signals & warnings |  | 3500
[9 empty] | Sec guard |  | 0
[9 empty] | Protection of prop |  | 12000
[9 empty] | exhaust fans/vac |  | none
[9 empty] | ads |  | 8500
[9 empty] | messenger |  | 8500
[9 empty] | janitor |  | none
[8 empty] | xx | Testing and Commissioning
[9 empty] | Restoration |  | none
[9 empty] | Nurse |  | none
[9 empty] | Final Cleaning |  | 7500
Scaffolding
[9 empty] | Line/Grade |  | by owner
[8 empty] | xx | Health Certificate
Warranty
Note on H39: Add-on 2: tama naman ung price
Note on E54: KCI PC#04-1: ung 85 para sa stair under slab (main & fire exit stair)
Note on E55: KCI PC#04-1: yung 46 sq.m para sa ficemboard parapet
Note on H59: KCI PC#04-1: kasama painting dito
Note on J59: KCI PC#04-1: kasama painting dito
Note on H60: KCI PC#04-1: kasama painting dito
Note on J60: KCI PC#04-1: kasama painting dito
Note on H62: KCI PC#04-1: kasama paintng dito
Note on J62: KCI PC#04-1: kasama painting dito
Note on E66: KCI PC#04-1: ilalim ng hagdan (main stair at fire exit) nasama na to sa structural works.
Note on H76: KCI PC#04-1: kasama na hamba at pintura ng hamba( labor & material)
Note on H77: KCI PC#04-1: kasama na hamba at pintura ng hamba( labor & material)
Note on H78: KCI PC#04-1: kasama na hamba at pintura ng hamba( labor & material)
Note on H79: KCI PC#04-1: kasama na hamba at pintura ng hamba( labor & material)
Note on H80: KCI PC#04-1: kasama na hamba at pintura ng hamba( labor & material)
Note on D81: KCI PC#04-1: By: Rapid Forming
Note on H81: KCI PC#04-1: POWDER COATED FINISH NA.
Note on D83: KCI PC#04-1: By: Rapid Forming
Note on H83: KCI PC#04-1: POWDER COATED FINISH NA.
Note on E124: KCI PC#04-1: 3 pcs. Per door
Note on E127: 4 pcs. Per door( metal door w/ panic device)
Note on H215: KCI PC#04-1: kasama na dito ung sa meter post
Note on W215: KCI PC#04-1: kasam na dito ung sa meter post
Note on S218: KCI PC#04-1: discounted price
Note on D229: KCI PC#04-1: 5GPM
Note on H231: KCI PC#04-1: ung 2000 para sa magiging add'l na tubo
Note on D239: KCI PC#04-1: at slop sink
Note on H239: KCI PC#04-1: pinresyohan q lang.
Note on D240: KCI PC#04-1: at slop sink
Note on H240: KCI PC#04-1: pinresyohan q lang.
Note on D242: KCI PC#04-1: @ slop sink
Note on L289: PPE

## Archi for editing (latest)PDF
Project | : |  | Vertis North Sales Pavilion
Location | : |  | Edsa, North Triangle, Brgy. Bagong Pag-asa Quezon City
Subject | : |  | Bill of Quantities for Architectural,Electrical & Plumbing Works
Date | : |  | 2014-09-20
[37 empty] | GUARANTEE BOND |  |  |  | 2760000
[37 empty] | Net Premium | [5 empty] | 16560
[37 empty] | Doc. Stamps Tax | [5 empty] | 2100
ITEM | DESCRIPTION |  |  | KCI QTY | QTY | UNIT | UM | TM | UL | TL | DC | UNIT RATE |  |  | GROSS AMOUNT | [21 empty] | 12% VAT | [5 empty] | 1987.2
[12 empty] | MATERIAL | LABOR | TOTAL | [22 empty] | LGT | [5 empty] | 33.12
I | PRELIMINARIES | [35 empty] | Notarial Fee | [5 empty] | 200
|  | 1 | Mobilization / Demobilization | 1 | 1 | lot |  | 0 |  | 0 | 0 | 0 | 0 | 0 | 0 | 0 | 0 | [19 empty] | Total Gross Prem. | [5 empty] | 20880.32
|  | 2 | Temporary Facilities | 1 | 1 | lot |  | 0 |  | 0 | 0 | 0 | 0 | 0 | 0 | 0 | 0 | [19 empty] | Note: GUARANTEE BOND EQUALS TO SURETY BOND
|  | 3 | General Cleaning and Clearing of Site | 1 | 1 | lot | 5000 | 5000 | 10000 | 10000 | 15000 | 6907.0817 | 13814.1633 | 20721.245 | 20721.245 | 20721.245 | 0
|  | 4 | Project Supervision (including safety officer) | 1 | 1 | lot |  | 0 | 211320.7547 | 211320.7547 | 211320.7547 | 0 | 291921.9415 | 291921.9415 | 291921.9415 | 291921.9415 | 0 | [19 empty] | PERFORMANCE BOND |  |  |  | 2760000
|  | 5 | Bonds and Insurances | 1 | 1 | lot | 53503.1589 | 53503.1589 | 2500 | 2500 | 56003.1589 | 73910.1374 | 3453.5408 | 77363.6782 | 77363.6782 | 77363.6782 | 0 | [19 empty] | Net Premium | [5 empty] | 15180
|  | 6 | Safety Requirements (Signages,PPE etc.) | 1 | 1 | lot | 35000 | 35000 | 5000 | 5000 | 40000 | 48349.5716 | 6907.0817 | 55256.6532 | 55256.6532 | 55256.6532 | 0 |  |  | "FF-02" VINYL TILE INSTALLATION (per sq m) |  |  |  |  | unit | kci qty | qty | um | tm | ul | tl | [5 empty] | Doc. Stamps Tax | [5 empty] | 1927.5
|  | 7 | Health Certificate | 1 | 1 | lot | 108000 | 108000 |  | 0 | 108000 | 149192.9637 | 0 | 149192.9637 | 149192.9637 | 149192.9637 | 0 |  |  | 3.0mmx450mmx450mm vinyl tiles |  |  |  |  | pc | 4.93 | 5.15 | 145.283 | 748.2075 | 18 | 92.7 | [5 empty] | 12% VAT | [5 empty] | 1821.6
|  | 8 | Permits, Clearances & Licenses (By Owner) | 1 | 1 | lot |  | 0 |  | 0 | 0 | 0 | 0 | 0 | 0 | 0 | 0 |  |  | adhesive |  |  |  |  | gallon | 0.0493 | 0.05 | 552.381 | 27.619 |  | 0 | [5 empty] | LGT | [5 empty] | 30.36
|  | 9 | Electric Consumption (Genset) | 1320 | 1320 | hrs. | 390 | 514800 | 76 | 100320 | 615120 | 538.7524 | 104.9876 | 643.74 | 849736.813 | 849736.813 | 0 |  |  | mortar (topping) included @ other item |  |  |  |  | sq m | 1 | 1 | 0 | 0 | 0 | 0 | [5 empty] | Notarial Fee | [5 empty] | 200
|  | 10 | Water Consumption | 1 | 1 | lot | 46601.9417 | 46601.9417 | 4000 | 4000 | 50601.9417 | 64376.6834 | 5525.6653 | 69902.3487 | 69902.3487 | 69902.3487 | 0 | [11 empty] | 775.8266 |  | 92.7 | [5 empty] | Total Gross Prem. | [5 empty] | 19159.46
|  | 11 | Temporary Enclosure | 1 | 1 | lot |  | 0 |  | 0 | 0 | 0 | 0 | 0 | 0 | 0 | 0
|  | 12 | As-built Plans | 1 | 1 | lot | 10000 | 10000 | 15000 | 15000 | 25000 | 13814.1633 | 20721.245 | 34535.4083 | 34535.4083 | 34535.4083 | 0 | [19 empty] | CARI |  |  |  | 9200000
|  | 13 | Tools and Equipment | 1 | 1 | lot | 45000 | 45000 |  | 0 | 45000 | 62163.7349 | 0 | 62163.7349 | 62163.7349 | 62163.7349 | 0 |  |  | "FF-01" TILE INSTALLATION (per sq m) |  |  |  |  | unit | kci qty | qty | um | tm | ul | tl | [5 empty] | Net Premium | [5 empty] | 13800
|  | 14 | Portable Toilet | 1 | 1 | lot | 26046.5116 | 26046.5116 | 2500 | 2500 | 28546.5116 | 35981.0765 | 3453.5408 | 39434.6173 | 39434.6173 | 39434.6173 | 0 |  |  | 600mmx600mm tiles |  |  |  |  | pc | 2.77 | 2.9 | 461.7925 | 1339.1981 | 74 | 214.6 | [5 empty] | Doc. Stamps Tax | [5 empty] | 1725
|  | 15 | Handling and Hauling of Materials | 1 | 1 | lot | 51650.4854 | 51650.4854 | 22135.9223 | 22135.9223 | 73786.4078 | 71350.824 | 30578.9246 | 101929.7486 | 101929.7486 | 101929.7486 | 0 |  |  | tile adhesive |  |  |  |  | bag | 0.25 | 0.25 | 279.4118 | 69.8529 |  | 0 | [5 empty] | 12% VAT | [5 empty] | 1656
|  | 16 | Hauling out of Debris | 1 | 1 | lot | 15000 | 15000 | 8500 | 8500 | 23500 | 20721.245 | 11742.0388 | 32463.2838 | 32463.2838 | 32463.2838 | 0 |  |  | tile grout |  |  |  |  | kg | 0.25 | 0.35 | 34.9057 | 12.217 |  | 0 | [5 empty] | LGT | [5 empty] | 27.6
|  | 17 | Testing and Commissioning | 1 | 1 | lot | 10000 | 10000 | 5000 | 5000 | 15000 | 13814.1633 | 6907.0817 | 20721.245 | 20721.245 | 20721.245 | 0 |  |  | mortar (topping) included @ other item |  |  |  |  | sq m | 1 | 1 | 0 | 0 | 0 | 0 | [5 empty] | Total Gross Prem. | [5 empty] | 17208.6
[16 empty] | 0 | 0 | [11 empty] | 1421.268 |  | 214.6
| SUBTOTAL I | [6 empty] | 920602.0977 |  | 386276.677 | 1306878.7747 |  |  |  | 1805343.681 | 1805343.681 | 0
II | ARCHITECTURAL WORKS | [14 empty] | 0 | 0
| A. | FLOOR FINISHES | [13 empty] | 0
|  | 1 | FF-01 600x600mm non-skid Homogenous Tiles (Architect White Rock,Architect White Matt) | 494.8 | 498 | sq. m | 1421.268 | 707791.4817 | 214.6 | 106870.8 | 814662.2817 | 1963.3629 | 296.4519 | 2259.8148 | 1125387.7795 | 1125387.7795 | 0
|  | 2 | FF-02 450x450mm Vinyl tiles Carpet finish (Butter Ginger) | 262 | 265 | sq. m | 775.8266 | 205594.0476 | 75 | 19875 | 225469.0476 | 1071.7395 | 103.6062 | 1175.3458 | 311466.6243 | 311466.6243 | 0
|  | 3 | FF-03 300x300mm non-skid Ceramic tiles (Maskara White) | 23.6 | 26 | sq. m | 402.7758 | 10472.1709 | 216 | 5616 | 16088.1709 | 556.4011 | 298.3859 | 854.787 | 22224.462 | 22224.462 | 0
|  | 4 | FF-4.1 200x400mm non-skid floor tiles (Nisea Gres-Accent) | 7.44 | 8 | sq. m | 1573.2464 | 12585.9711 | 214.5 | 1716 | 14301.9711 | 2173.3083 | 296.3138 | 2469.6221 | 19756.9765 | 19756.9765 | 0
|  | 5 | FF-4A-1 200x600mm non-skid floor tiles (Nisea Beige-Field) | 11.16 | 12 | sq. m | 1167.364 | 14008.3685 | 215.1 | 2581.2 | 16589.5685 | 1612.6157 | 297.1427 | 1909.7584 | 22917.1008 | 22917.1008 | 0
|  | 6 | FF-4.2 200x400mm non-skid floor tiles (Architect Brown Rock-Accent) | 7.2 | 8 | sq. m | 2628.4536 | 21027.6286 | 214.5 | 1716 | 22743.6286 | 3630.9887 | 296.3138 | 3927.3025 | 31418.4199 | 31418.4199 | 0
|  | 7 | FF-4A.2 200x600mm non-skid floor tiles (Sandstone Superwhite Rock-Field) | 10.8 | 11 | sq. m | 2011.7869 | 22129.6559 | 215.1 | 2366.1 | 24495.7559 | 2779.1153 | 297.1427 | 3076.2579 | 33838.8373 | 33838.8373 | 0
|  | 8 | FF-05 Plain cement | 45.86 | 48 | sq. m | 100 | 4800 | 100 | 4800 | 9600 | 138.1416 | 138.1416 | 276.2833 | 13261.5968 | 13261.5968 | 0
|  | 9 | FF-06 600x600mm Homogenous Tiles Lapatto Finish | 238.71 | 242 | sq. m | 1203.5652 | 291262.7904 | 215.1 | 52054.2 | 343316.9904 | 1662.6247 | 297.1427 | 1959.7673 | 474263.6969 | 474263.6969 | 0
|  | 10 | Floor finish @ model units and video room | 173.29 | 0 | sq. m |  | 0 |  | 0 | 0 | 0 | 0 | 0 | N/A | 0 | #VALUE!
| B. | WALL FINISHES
|  | 1 | WF- 600mm x 200mm Non-skid Porcelain Tiles (Accent) Female Toilet - Grd & 2nd Floor | 6.24 | 7 | sq.m | 1167.364 | 8171.5483 | 215.1 | 1505.7 | 9677.2483 | 1612.6157 | 297.1427 | 1909.7584 | 13368.3088 | 13368.3088 | 0
|  | 2 | WF- 600mm x 200mm Non-skid Porcelain Tiles (Field) Female Toliet - Grd & 2nd Floor | 16.04 | 17 | sq.m | 1167.364 | 19845.1887 | 215.1 | 3656.7 | 23501.8887 | 1612.6157 | 297.1427 | 1909.7584 | 32465.8928 | 32465.8928 | 0
|  | 3 | WF- 600mm x 200mm Non-skid Porcelain Tiles (Accent) Male & Pwd Toilet - Grd & 2nd Floor | 12.18 | 13 | sq.m | 1167.364 | 15175.7325 | 215.1 | 2796.3 | 17972.0325 | 1612.6157 | 297.1427 | 1909.7584 | 24826.8592 | 24826.8592 | 0
|  | 4 | WF- 600mm x 200mm Non-skid Porcelain Tiles (Field) Male & Pwd Toilet - Grd & 2nd Floor | 28.68 | 30 | sq.m | 1167.364 | 35020.9212 | 215.1 | 6453 | 41473.9212 | 1612.6157 | 297.1427 | 1909.7584 | 57292.752 | 57292.752 | 0
|  | 5 | Paint Finish interior (color to be verified) | 1435 | 1450 | sq.m | 160 | 232000 | 160 | 232000 | 464000 | 221.0266 | 221.0266 | 442.0532 | 640977.1772 | 640977.1772 | 0
|  | 6 | Paint Finish Exterior (color to be verified) | 731 | 744 | sq.m | 170 | 126480 | 185 | 137640 | 264120 | 234.8408 | 255.562 | 490.4028 | 364859.6811 | 364859.6811 | 0
|  | 7 | Wall finish @ model units and video room | N/A | 0 | [6 empty] | 0 | 0 | 0 | 0 | 0 | 0
| C. | CEILING FINISHES
|  | 1 | CF-1 12mm thk. Gypsum Board on Metal Furring on Latex Flat Painted Finish | 269 | 273 | sq.m | 421.4 | 115042.2 | 367.5 | 100327.5 | 215369.7 | 582.1288 | 507.6705 | 1089.7993 | 297515.2206 | 297515.2206 | 0
|  | 2 | CF-2 12mm thk. Moisture Resistant Gypsum Board | 36.7 | 39 | sq.m | 492 | 19188 | 375 | 14625 | 33813 | 679.6568 | 518.0311 | 1197.688 | 46709.8304 | 46709.8304 | 0
|  |  | on Metal Furring on Latex Flat Painted Finish | [16 empty] | "FF-03" TILE INSTALLATION (per sq m) |  |  |  |  | unit | kci qty | qty | um | tm | ul | tl
|  | 3 | CF-3 6mm thk. Fiber Cement Board on Metal Furring | 62 | 64 | sq.m | 472.36 | 30231.04 | 367.5 | 23520 | 53751.04 | 652.5258 | 507.6705 | 1160.1963 | 74252.5644 | 74252.5644 | 0 |  |  | 300mmx300mm tiles |  |  |  |  | pc | 11.11 | 12 | 26.7255 | 320.7059 | 18 | 216
|  |  | on Latex Flat Painted Finish | [16 empty] | tile adhesive |  |  |  |  | bag | 0.25 | 0.25 | 279.4118 | 69.8529 |  | 0
|  | 4 | CF4- 20mm thk x 600mm x 600mm Acoustic Ceiling | 252 | 255 | sq.m | 395.2381 | 100785.7143 | 225 | 57375 | 158160.7143 | 545.9884 | 310.8187 | 856.807 | 218485.7935 | 218485.7935 | 0 |  |  | tile grout |  |  |  |  | kg | 0.25 | 0.35 | 34.9057 | 12.217 |  | 0
|  |  | Board on Oven-baked T-runners | [16 empty] | mortar (topping) included @ other item |  |  |  |  | sq m | 1 | 1 | 0 | 0 | 0 | 0
|  | 5 | CF5- Exposed Slab (Plain Cement Plastered Finish) | 80.25 | 82 | sq.m |  | 0 |  | 0 | 0 | 0 | 0 | 0 | 0 | 0 | 0 |  |  | mortar |  |  |  |  | sq m | 1 | 1 | 0 | 0 | 0 | 0
|  | 6 | Cove Ceiling Painted finish (color to be verified) | 61.7 | 63 | lm | 130 | 8190 | 120 | 7560 | 15750 | 179.5841 | 165.77 | 345.3541 | 21757.3072 | 21757.3072 | 0 | [11 empty] | 402.7758 |  | 216
[12 empty] | 0 | 0 | 0 | 0 | 0 | 0
|  | 7 | Others (Model Units excluded) | 152.9 | 154 | sq.m |  | 0 |  | 0 | 0 | 0 | 0 | 0 | N/A | 0 | #VALUE!
| D. | DOORS
|  | 1 | D1- 2400x2000mm - Double Swing glass door & 12mm thk. | 3 | 3 | sets |  | 0 |  | 0 | 0 | 0 | 0 | 0 | 0 | 0 | 0
|  |  | clear Tempered glass door on Aluminum frame Powder coated | [8 empty] | 0 | 0 | 0 | 0 | 0 | 0
|  | 2 | D2- 2400x2050mm - Double Swing glass door & 12mm thk. | 1 | 1 | set |  | 0 |  | 0 | 0 | 0 | 0 | 0 | 0 | 0 | 0
|  |  | clear Tempered glass door on Aluminum frame Powder coated | [8 empty] | 0 | 0 | 0 | 0 | 0 | 0
|  | 1 | D3- 2100x900mm - 45mm thk. Hollow Core HDF door | 2 | 2 | sets | 6553.3981 | 13106.7961 | 700 | 1400 | 14506.7961 | 9052.9711 | 966.9914 | 10019.9625 | 20039.9251 | 20039.9251 | 0 |  |  | tile grout |  |  |  |  | kg | 0.25 | 0.35 | 34.9057 | 12.217 |  | 0
|  | 2 | D4- 2100x800mm - 45mm thk. Hollow Core HDF door | 4 | 4 | sets | 6553.3981 | 26213.5922 | 700 | 2800 | 29013.5922 | 9052.9711 | 966.9914 | 10019.9625 | 40079.8501 | 40079.8501 | 0 |  |  | mortar (topping) included @ other item |  |  |  |  | sq m | 1 | 1 | 0 | 0 |  | 0
|  | 3 | D5- 2100x750mm - 45mm thk. Hollow Core HDF door w/ Wooden Louver | 7 | 7 | sets | 8495.1456 | 59466.0194 | 700 | 4900 | 64366.0194 | 11735.3329 | 966.9914 | 12702.3243 | 88916.2703 | 88916.2703 | 0 | [11 empty] | 12.217 |  | 0
|  | 4 | D6- 2100x900mm - 45mm thk. Hollow Core HDF door w/ Wooden Louver | 1 | 1 | set | 8495.1456 | 8495.1456 | 700 | 700 | 9195.1456 | 11735.3329 | 966.9914 | 12702.3243 | 12702.3243 | 12702.3243 | 0
|  | 5 | D7- 2100x500mm - 45mm thk. Hollow Core HDF door w/ Wooden Louver | 2 | 2 | sets | 7330.0971 | 14660.1942 | 650 | 1300 | 15960.1942 | 10125.9158 | 897.9206 | 11023.8364 | 22047.6729 | 22047.6729 | 0 |  |  | "FF-04a" TILE INSTALLATION (per sq m) |  |  |  |  | unit | kci qty | qty | um | tm | ul | tl
|  | 6 | D8- 2100x900mm - 18 GA. Cold rolled, hot dipped | 3 | 3 | sets | 7877.3585 | 23632.0755 | 700 | 2100 | 25732.0755 | 10881.9117 | 966.9914 | 11848.9031 | 35546.7093 | 35546.7093 | 0 |  |  | 600mmx200mm tiles |  |  |  |  | pc | 8.33 | 9 | 140.1961 | 1261.7647 | 23.9 | 215.1
|  |  | Galvanized Steel w/ Rockwool infill | [16 empty] | tile adhesive |  |  |  |  | bag | 0.25 | 0.25 | 0 | 0 |  | 0
|  | 7 | D9- 2400x900mm - 18 GA. Cold rolled, hot dipped | 1 | 1 | set | 8584.9057 | 8584.9057 | 700 | 700 | 9284.9057 | 11859.3289 | 966.9914 | 12826.3203 | 12826.3203 | 12826.3203 | 0 |  |  | tile grout |  |  |  |  | kg | 0.25 | 0.35 | 34.9057 | 12.217 |  | 0
|  |  | Galvanized Steel w/ Rockwool infill | [16 empty] | mortar (topping) included @ other item |  |  |  |  | sq m | 1 | 1 | 0 | 0 | 0 | 0
1.07
| E. | WINDOWS (BY OTHERS)
|  | 1 | W1- 6800x4555mm - (Fixed window) 10mm thk. Clear | 1 | 1 | set |  | 0 |  | 0 | 0 | [6 empty] | 236951.1 | 41814.9
tempered glass on Aluminum frame Powder coated finish
|  | 2 | W2- (Fixed window) 10mm thk. Clear tempered glass | 1 | 1 | set |  | 0 |  | 0 | 0 | [6 empty] | 102379.95 | 18067.05
on Aluminum frame Powder coated finish
|  | 3 | W3- (Fixed window) 10mm thk. Clear tempered glass | 1 | 1 | set |  | 0 |  | 0 | 0 | [6 empty] | 81113.375 | 14314.125
on Aluminum frame Powder coated finish
|  | 4 | W4- (Fixed window) 10mm thk. Clear tempered glass | 1 | 1 | set |  | 0 |  | 0 | 0 | [6 empty] | 38540.7 | 6801.3
on Aluminum frame Powder coated finish
|  | 5 | W5- 600x2750mm - (Awning window) 6mm thk., Annealed | 2 | 2 | sets |  | 0 |  | 0 | 0 | [6 empty] | 10729.125 | 1893.375
glass on Aluminum frame Powder coated finish
|  | 6 | W6- 600x3550mm - (Awning window) 6mm thk., Annealed | 2 | 2 | sets |  | 0 |  | 0 | 0 | [6 empty] | 13850.325 | 2444.175
glass on Aluminum frame Powder coated finish
|  | 7 | W7- 600x1800mm - (Awning window) 6mm thk., Annealed | 4 | 4 | sets |  | 0 |  | 0 | 0 | [6 empty] | 7022.7 | 1239.3
glass on Aluminum frame Powder coated finish
|  | 8 | W8- 600x900mm - (Awning window) 6mm thk., Annealed | 1 | 1 | set |  | 0 |  | 0 | 0 | [6 empty] | 3511.35 | 619.65
glass on Aluminum frame Powder coated finish
|  | 9 | W9- 8510x2400mm - (Fixed window) 10mm thk. Clear | 1 | 1 | set |  | 0 |  | 0 | 0 | [6 empty] | 156243.6 | 27572.4
tempered glass on Aluminum frame Powder coated finish
|  | 10 | W10- (Fixed window) 10mm thk. Clear tempered glass | 1 | 1 | set |  | 0 |  | 0 | 0 | [6 empty] | 170181.9 | 30032.1
on Aluminum frame Powder coated finish
|  | 11 | W11- 2400x900mm - (Awning type window w/ Fixed glass) | 24 | 24 | sets |  | 0 |  | 0 | 0 | [6 empty] | 15606 | 2754
10mm thk. clear float tempered glass on Aluminum
frame Powder coated finish
|  | 12 | W12- 2400x1200mm - (Awning type window w/ Fixed glass) | 1 | 1 | set |  | 0 |  | 0 | 0 | [6 empty] | 20808 | 3672
10mm thk. clear float tempered glass on Aluminum
frame Powder coated finish
|  | 13 | W13- 2400x6700mm - (Fixed window) 10mm thk. Clear float | 1 | 1 | set |  | 0 |  | 0 | 0 | [6 empty] | 67116 | 11844
tempered glass on Aluminum frame Brown Powder coated finish
|  | 14 | W14- 2400x9000mm - (Fixed window) 10mm thk. Clear float | 1 | 1 | set |  | 0 |  | 0 | 0 | [6 empty] | 128520 | 22680
tempered glass on Aluminum frame Brown Powder coated finish
|  | 15 | W15- 2400x6900mm - (Fixed window) 10mm thk. Clear float | 1 | 1 | set |  | 0 |  | 0 | 0 | [6 empty] | 68544 | 12096
tempered glass on Aluminum frame Brown Powder coated finish
|  | 16 | W16- 2400x3660mm - (Fixed window) 10mm thk. Clear float | 1 | 1 | set |  | 0 |  | 0 | 0 | [6 empty] | 52264.8 | 9223.2
tempered glass on Aluminum frame Brown Powder coated finish
| F. | HARDWARES
|  | 1 | Mortise Leverset in Satin Finish Schlage or approved equal | 20 | 20 | sets | 2285.7143 | 45714.2857 | 350 | 7000 | 52714.2857 | 3157.523 | 483.4957 | 3641.0188 | 72820.3751 | 72820.3751 | 0
|  | 2 | 1 1/2 pairs 3 1/2" x 3 1/2" x 0.13 standard weight and | 48 | 48 | pcs | 333.3333 | 16000 | 75 | 3600 | 19600 | 460.4721 | 103.6062 | 564.0783 | 27075.7601 | 27075.7601 | 0 |  |  | "FF-4.1" TILE INSTALLATION (per sq m) |  |  |  |  | unit | kci qty | qty | um | tm | ul | tl |  |  | "FF-4.2" TILE INSTALLATION (per sq m) |  |  | unit | kci qty | qty | um | tm | ul | tl
|  |  | standard duty 2-ball bearing hinges non removable in satin finish | [16 empty] | 400mmx200mm tiles |  |  |  |  | pc | 12.5 | 13 | 114.7059 | 1491.1765 | 16.5 | 214.5 |  |  | 400mmx200mm tiles |  |  | pc | 12.5 | 13 | 196.0784 | 2549.0196 | 16.5 | 214.5
|  | 3 | Panic Hardware | 4 | 4 | sets | 3809.5238 | 15238.0952 | 400 | 1600 | 16838.0952 | 5262.5384 | 552.5665 | 5815.1049 | 23260.4197 | 23260.4197 | 0 |  |  | tile adhesive |  |  |  |  | bag | 0.25 | 0.25 | 279.4118 | 69.8529 |  | 0 |  |  | tile adhesive |  |  | bag | 0.25 | 0.25 | 268.8679 | 67.217 |  | 0
|  | 4 | Koyo Ball Bearing S/S Hinges | 16 | 16 | sets | 714.2857 | 11428.5714 | 75 | 1200 | 12628.5714 | 986.726 | 103.6062 | 1090.3322 | 17445.3148 | 17445.3148 | 0 |  |  | tile grout |  |  |  |  | kg | 0.25 | 0.35 | 34.9057 | 12.217 |  | 0 |  |  | tile grout |  |  | kg | 0.25 | 0.35 | 34.9057 | 12.217 |  | 0
[20 empty] | mortar (topping) included @ other item |  |  |  |  | sq m | 1 | 1 | 0 | 0 |  | 0 |  |  | mortar (topping) included @ other item |  |  | sq m | 1 | 1 | 0 | 0 |  | 0
| G. | MISCELLANEOUS | [26 empty] | 1573.2464 |  | 214.5 | [9 empty] | 2628.4536 |  | 214.5
|  | 1 | Non-slip Aluminum Stair Nosing | 76.8 | 78 | lm | 220 | 17160 | 75 | 5850 | 23010 | 303.9116 | 103.6062 | 407.5178 | 31786.3898 | 31786.3898 | 0
|  | 2 | 38mm x 38mm Non-slip Angle bar Nosing | 56.4 | 58 | lm | 133.3333 | 7733.3333 | 75 | 4350 | 12083.3333 | 184.1888 | 103.6062 | 287.7951 | 16692.114 | 16692.114 | 0 |  |  | "FF-4A.1" TILE INSTALLATION (per sq m) |  |  |  |  | unit | kci qty | qty | um | tm | ul | tl |  |  | "FF-4A.2" TILE INSTALLATION (per sq m) |  |  | unit | kci qty | qty | um | tm | ul | tl
|  | 3 | 3mm x 38mm x38mm Brass Threaded Nosing welded to 10mmØ anchor | 18.83 | 19.5 | lm | 785.7143 | 15321.4286 | 120 | 2340 | 17661.4286 | 1085.3985 | 165.77 | 1251.1685 | 24397.7858 | 24397.7858 | 0 |  |  | 600mmx200mm tiles |  |  |  |  | pc | 8.33 | 9 | 120.5882 | 1085.2941 | 23.9 | 215.1 |  |  | 600mmx200mm tiles |  |  | pc | 8.33 | 9 | 214.7059 | 1932.3529 | 23.9 | 215.1
|  | 4 | Aluminum Threshold | 2 | 2 | lm | 1142.8571 | 2285.7143 | 175 | 350 | 2635.7143 | 1578.7615 | 241.7479 | 1820.5094 | 3641.0188 | 3641.0188 | 0 |  |  | tile adhesive |  |  |  |  | bag | 0.25 | 0.25 | 279.4118 | 69.8529 |  | 0 |  |  | tile adhesive |  |  | bag | 0.25 | 0.25 | 268.8679 | 67.217 |  | 0
|  | 5 | Signage | N/A |  |  |  | 0 |  | 0 | 0 |  |  |  | N/A |  |  |  |  | tile grout |  |  |  |  | kg | 0.25 | 0.35 | 34.9057 | 12.217 |  | 0 |  |  | tile grout |  |  | kg | 0.25 | 0.35 | 34.9057 | 12.217 |  | 0
|  | 6 | Green Wall | N/A |  |  |  | 0 |  | 0 | 0 |  |  |  | N/A |  |  |  |  | mortar (topping) included @ other item |  |  |  |  | sq m | 1 | 1 | 0 | 0 | 0 | 0 |  |  | mortar (topping) included @ other item |  |  | sq m | 1 | 1 | 0 | 0 | 0 | 0
|  | 7 | 6mm THK coated glass at toilet | 7.5 | 8 | sq.m | 4647.7209 | 37181.7674 | 820.186 | 6561.4884 | 43743.2558 | 6420.4376 | 1133.0184 | 7553.456 | 60427.6479 | 60427.6479 | 0 | [11 empty] | 1167.364 |  | 215.1 | [9 empty] | 2011.7869 |  | 215.1
| H. | METAL/GLASS WORKS
|  | 1 | 10mm THK Tempered Glass for Main Stair Railings | 15.7 | 16.5 | lm | 7314.6723 | 120692.093 | 1290.8245 | 21298.6047 | 141990.6977 | 10104.6078 | 1783.1661 | 11887.7738 | 196148.2685 | 196148.2685 | 0
|  | 2 | 10mm THK Tempered Glass for View Deck Railings | 8.5 | 9 | lm | 4908.3204 | 44174.8837 | 1227.0801 | 11043.7209 | 55218.6047 | 6780.434 | 1695.1085 | 8475.5425 | 76279.8822 | 76279.8822 | 0
|  | 3 | Ramp Railing | 4 | 4 | lm | 6588.8095 | 26355.2381 | 3442.5 | 13770 | 40125.2381 | 9101.8891 | 4755.5257 | 13857.4148 | 55429.6592 | 55429.6592 | 0
|  | 4 | Paint finish for Entrance Canopy | 56 | 58 | sq.m | 185 | 10730 | 185 | 10730 | 21460 | 255.562 | 255.562 | 511.124 | 29645.1944 | 29645.1944 | 0
| I. | TOILET PARTITIONS
|  | 1 | Ground Floor Male & Female Toilet Partition (JEBSEN Bescube) | 1 | 1 | set | 55677.322 | 55677.322 | 9825.4098 | 9825.4098 | 65502.7318 | 76913.5619 | 13572.9815 | 90486.5434 | 90486.5434 | 90486.5434 | 0
|  | 2 | Second Floor Male & Female Toilet Partition (JEBSEN Bescube) | 1 | 1 | set | 75602.744 | 75602.744 | 13341.6607 | 13341.6607 | 88944.4047 | 104438.8652 | 18430.388 | 122869.2532 | 122869.2532 | 122869.2532 | 0
|  | 3 | Urinal Partition (JEBSEN Bescube) | 1 | 1 | set | 3505.603 | 3505.603 | 618.6358 | 618.6358 | 4124.2389 | 4842.6973 | 854.5936 | 5697.2909 | 5697.2909 | 5697.2909 | 0
| J. | CABINETRY
|  | 1 | Overhead, Under counter cabinet & granite countertop @ Ground Floor Pantry | 1 | 1 | set | 51235.8065 | 51235.8065 | 21958.2028 | 21958.2028 | 73194.0092 | 70777.9797 | 30333.4199 | 101111.3996 | 101111.3996 | 101111.3996 | 0 | [6 empty] | ENTRANCE CANOPY SKYLIGHT
|  | 2 | Overhead, Under counter cabinet & granite countertop @ Second Floor Pantry | 1 | 1 | set | 77624.1935 | 77624.1935 | 33267.5115 | 33267.5115 | 110891.7051 | 107231.3286 | 45956.2837 | 153187.6123 | 153187.6123 | 153187.6123 | 0 | [9 empty] | KCI QTY | QTY | UNIT | UM | TM | UL | TL
|  | 3 | Granite countertop at toilets (model units excluded) | 6.3 | 6.5 | lm | 2993.832 | 19459.9078 | 2819.5675 | 18327.1889 | 37787.0968 | 4135.7284 | 3894.9966 | 8030.725 | 52199.7126 | 52199.7126 | 0 | [6 empty] | 10mm thk. Canadian Grey Color tempered |  |  | 34.9575 | 35 | sq.m | 4017.8571 | 140625 | 375 | 13125
[16 empty] | 0 | [7 empty] | 150Ømm Pipe Sched. 40 |  |  | 7 | 12 | lm | 370 | 4440 | 85 | 1020
| SUBTOTAL II | [6 empty] | 2807082.1761 |  | 985986.9235 | 3793069.0996 |  |  |  | 5239807.5959 | 5239807.5959 | 0 | [6 empty] | 200mmx 300mm x 6mm Tubular Steel |  |  | 11.8 | 12 | lm | 1513.9286 | 18167.1429 | 200 | 2400
III | ELECTRICALWORKS | [22 empty] | 50mmx 300mm x 6mm Tubular Steel |  |  | 52.575 | 54 | lm | 1060.7143 | 57278.5714 | 130 | 7020
| A. | LIGHTING FIXTURES | [21 empty] | 50mmx 150mm x 6mm Tubular Steel |  |  | 5.825 | 6 | lm | 315.4605 | 1892.7628 | 35 | 210
|  | 1 | 6" CFL Pin Light w/o diffuser | 67 | 67 | pcs | 342.8571 | 22971.4286 | 130 | 8710 | 31681.4286 | 457.7096 | 173.5482 | 631.2578 | 42294.2707 | 43765.2428 | -1470.9721 |  | 342.8571 |  | 475.7689 | 180.3957 |  | 50mm x 50mm x 3mm thk. SS cube w/ extruded aluminum and rubber gasket |  |  | 41.475 | 42 | lm | 293.75 | 12337.5 | 60 | 2520
|  | 2 | 150mmX150mm Recessed Pinlight w/ 13W CFL | 88 | 88 | pcs | 797.1429 | 70148.5714 | 130 | 11440 | 81588.5714 | 1064.1747 | 173.5482 | 1237.7229 | 108919.6188 | 112707.7849 | -3788.1661 |  | 797.1429 |  | 1106.1627 | 180.3957 |  | 0.60mm thk. SS End-Flashing |  |  | 5.83 | 6 | lm | 571.4286 | 3428.5714 | 150 | 900
|  | 3 | Porcelain Receptacle w/ 15W CFL | 4 | 4 | pcs | 247.619 | 990.4762 | 130 | 520 | 1510.4762 | 330.568 | 173.5482 | 504.1162 | 2016.4649 | 2086.5965 | -70.1316 |  | 247.619 |  | 343.6109 | 180.3957 |  | 300mmx 300mmx 20mm thk plate w/ |  |  | 2 | 2 | pcs | 847.8 | 1695.6 | 151 | 302
|  | 4 | 100X100X200mm Wall lamp w/ Glass Diffuser Alum | 18 | 18 | pcs | 1885.7143 | 33942.8571 | 210 | 3780 | 37722.8571 | 2517.4026 | 280.3471 | 2797.7497 | 50359.4946 | 52110.9709 | -1751.4763 |  | 1885.7143 |  | 2616.7289 | 291.4085 |  | 350mm x 450mmx 20mm thk. base plate w/ |  |  | 2 | 2 | pcs | 1483.2 | 2966.4 | 152 | 304
|  |  | CAS Body powder coated finish and 18W Warm White CFL | [20 empty] | 50mmx 300mm x 6mm Tubular Steel |  |  | 52.575 | 54 | lm | 1060.7143 | 57278.5714 | 130 | 7020
|  | 5 | Wall Lamp | 3 | 3 | pcs | 1542.8571 | 4628.5714 | 210 | 630 | 5258.5714 | 2059.693 | 280.3471 | 2340.0401 | 7020.1204 | 7264.2764 | -244.156 |  | 1542.8571 |  | 2140.96 | 291.4085 |  | 20mmØ anchor bolts |  |  | 16 | 16 | pcs | 160 | 2560 | 35 | 560
|  | 6 | 600mmX1200mm Lighting fixture w/ 4-36W Fluorescent | 44 | 44 | pcs | 3333.3333 | 146666.6667 | 210 | 9240 | 155906.6667 | 4449.9541 | 280.3471 | 4730.3012 | 208133.2521 | 215372.0153 | -7238.7632 |  | 3333.3333 |  | 4625.531 | 291.4085 |  | primer paint |  |  | 58 | 60 | sq.m | 65 | 3900 | 65 | 3900
|  |  | Lamp, 220V 60HZ (Phillips) w/ Mirrorized Louvers | [20 empty] | welding |  |  | 1 | 1 | lot | 2000 | 2000 | 500 | 500
|  | 7 | Emergency Light | 25 | 25 | pcs | 2952.381 | 73809.5238 | 210 | 5250 | 79059.5238 | 3941.3879 | 280.3471 | 4221.735 | 105543.3751 | 109214.1173 | -3670.7421 |  | 2952.381 |  | 4096.8989 | 291.4085 |  | consumables |  |  | 1 | 1 | lot | 2000 | 2000 | 1000 | 1000 |  |  |  | "FF-06" TILE INSTALLATION (per sq m) |  |  | unit | kci qty | qty | um | tm | ul | tl
|  | 8 | Exit Light | 4 | 4 | pcs | 2285.7143 | 9142.8571 | 210 | 840 | 9982.8571 | 3051.3971 | 280.3471 | 3331.7442 | 13326.9768 | 13790.4819 | -463.5051 |  | 2285.7143 |  | 3171.7927 | 291.4085 | [8 empty] | 310570.1199 |  | 40781 |  |  |  | 600mmx600mm tiles |  |  | pc | 2.77 | 3 | 373.8318 | 1121.4953 | 71.7 | 215.1
[37 empty] | tile adhesive |  |  | bag | 0.25 | 0.25 | 279.4118 | 69.8529 |  | 0
| B. | WIRES & CABLES |  |  |  |  | 0.87 |  | 0.85 | [27 empty] | tile grout |  |  | kg | 0.25 | 0.35 | 34.9057 | 12.217 |  | 0
|  | 1 | 2.0mm² THHN | 2284 | 2450 | lm | 17.2414 | 42241.3793 | 5.8824 | 14411.7647 | 56653.144 | 23.017 | 7.8529 | 30.8699 | 75631.1668 | 78261.5783 | -2630.4115 |  | 15 | 5 | 23.9252 | 8.1627 | [14 empty] | mortar (topping) included @ other item |  |  | sq m | 1 | 1 | 0 | 0 | 0 | 0
|  | 2 | 3.5mm² THHN | 6464 | 6880 | lm | 25.2874 | 173977.0115 | 8.2353 | 56658.8235 | 230635.835 | 33.7583 | 10.994 | 44.7523 | 307895.6624 | 318604.1088 | -10708.4465 |  | 22 | 7 | 35.0902 | 11.4278 | [21 empty] | 1203.5652 |  | 215.1
|  | 3 | 5.5mm² THHN | 1087 | 1215 | lm | 37.931 | 46086.2069 | 18.8235 | 22870.5882 | 68956.7951 | 50.6374 | 25.1292 | 75.7666 | 92056.3715 | 95258.0429 | -3201.6714 |  | 33 | 16 | 52.6354 | 26.1206
|  | 4 | 8mm² THHN | 1771 | 1880 | lm | 60.9195 | 114528.7356 | 18.8235 | 35388.2353 | 149916.9709 | 81.3267 | 25.1292 | 106.4559 | 200137.0908 | 207097.7518 | -6960.661 |  | 53 | 16 | 84.5356 | 26.1206
|  | 5 | 14mm² THHN | 21 | 23 | lm | 95.4023 | 2194.2529 | 29.4118 | 676.4706 | 2870.7235 | 127.3608 | 39.2643 | 166.6251 | 3832.3763 | 3965.6643 | -133.288 |  | 83 | 25 | 132.3859 | 40.8135 | [14 empty] | "WF-" Wall TILE INSTALLATION (per sq m) |  |  | unit | kci qty | qty | um | tm | ul | tl
|  | 6 | 22mm² THHN | 24 | 27 | lm | 149.4253 | 4034.4828 | 45.8824 | 1238.8235 | 5273.3063 | 199.4807 | 61.2523 | 260.733 | 7039.7912 | 7284.6314 | -244.8402 |  | 130 | 39 | 207.3514 | 63.6691 | [14 empty] | 600mmx200mm tiles "Accent" |  |  | pc | 8.33 | 9 | 122.6415 | 1103.7736 | 23.9 | 215.1
|  | 7 | 30mm² THHN | 9 | 11 | lm | 218.3908 | 2402.2989 | 67.0588 | 737.6471 | 3139.9459 | 291.5487 | 89.5226 | 381.0713 | 4191.7845 | 4337.5726 | -145.788 |  | 190 | 57 | 303.052 | 93.0548 | [14 empty] | tile adhesive |  |  | bag | 0.25 | 0.25 | 245.283 | 61.3208 |  | 0
|  | 8 | 50mm² THHN | 34 | 47 | lm | 356.3218 | 16747.1264 | 109.4118 | 5142.3529 | 21889.4794 | 475.6847 | 146.0632 | 621.7479 | 29222.1534 | 30238.4843 | -1016.3309 |  | 310 | 93 | 494.4533 | 151.8263 | [14 empty] | tile grout |  |  | kg | 0.25 | 0.35 | 34.9057 | 12.217 |  | 0
|  | 9 | 150mm² THHN | 27 | 37 | lm | 1018.3908 | 37680.4598 | 311.7647 | 11535.2941 | 49215.7539 | 1359.5377 | 416.2016 | 1775.7393 | 65702.3534 | 67987.4461 | -2285.0927 |  | 886 | 265 | 1413.1795 | 432.6232 | [14 empty] | mortar (topping) included @ other item |  |  | sq m | 1 | 1 | 0 | 0 | 0 | 0
|  | 10 | 250mm² THHN | 102 | 125 | lm | 1650.5747 | 206321.8391 | 505.8824 | 63235.2941 | 269557.1332 | 2203.4945 | 675.346 | 2878.8405 | 359855.0592 | 372370.6257 | -12515.5665 |  | 1436 | 430 | 2290.4353 | 701.9923 | [21 empty] | 1177.3113 |  | 215.1
| C. | SWITCHES & OUTLETS
|  | 1 | One Gang switch | 24 | 24 | sets | 108.046 | 2593.1034 | 44.7059 | 1072.9412 | 3666.0446 | 144.2399 | 59.6817 | 203.9216 | 4894.1191 | 5064.3339 | -170.2148 |  | 94 | 38 | 149.931 | 62.0365 | [14 empty] | "WF-" Wall TILE INSTALLATION (per sq m) |  |  | unit | kci qty | qty | um | tm | ul | tl
|  | 2 | Two Gang switch | 6 | 6 | sets | 163.2184 | 979.3103 | 52.9412 | 317.6471 | 1296.9574 | 217.8943 | 70.6757 | 288.57 | 1731.4203 | 1791.6381 | -60.2179 |  | 142 | 45 | 226.4915 | 73.4643 | [14 empty] | 600mmx200mm tiles "Field" |  |  | pc | 8.33 | 9 | 134.9057 | 1214.1509 | 23.9 | 215.1
|  | 3 | Three Gang switch | 3 | 3 | sets | 235.6322 | 706.8966 | 72.9412 | 218.8235 | 925.7201 | 314.5657 | 97.3755 | 411.9412 | 1235.8236 | 1278.8048 | -42.9813 |  | 205 | 62 | 326.9772 | 101.2175 | [14 empty] | tile adhesive |  |  | bag | 0.25 | 0.25 | 245.283 | 61.3208 |  | 0
|  | 4 | Three Way switch | 4 | 4 | sets | 168.9655 | 675.8621 | 51.7647 | 207.0588 | 882.9209 | 225.5666 | 69.1052 | 294.6718 | 1178.6872 | 1219.6813 | -40.9941 |  | 147 | 44 | 234.4666 | 71.8318 | [14 empty] | tile grout |  |  | kg | 0.25 | 0.35 | 34.9057 | 12.217 |  | 0
|  | 5 | 2-Gang CO w/ ground rod | 104 | 104 | sets | 275.8621 | 28689.6552 | 84.7059 | 8809.4118 | 37499.0669 | 368.2721 | 113.0812 | 481.3532 | 50060.7377 | 51801.8234 | -1741.0857 |  | 240 | 72 | 382.8026 | 117.5429 | [14 empty] | mortar (topping) included @ other item |  |  | sq m | 1 | 1 | 0 | 0 |  | 0
|  | 6 | 1-Gang CO w/ ground | 5 | 5 | sets | 180.4598 | 902.2989 | 55.2941 | 276.4706 | 1178.7694 | 240.9113 | 73.8169 | 314.7282 | 1573.641 | 1628.3714 | -54.7304 |  | 157 | 47 | 250.4167 | 76.7294 | [21 empty] | 1287.6887 |  | 215.1
|  | 7 | 2-Gang CO w/ ground slot wp | 10 | 10 | sets | 758.6207 | 7586.2069 | 155.2941 | 1552.9412 | 9139.1481 | 1012.7482 | 207.3155 | 1220.0637 | 12200.6368 | 12624.9684 | -424.3316 |  | 660 | 132 | 1052.707 | 215.4953
| D. | PANEL BOARDS |  |  |  |  | 0.87
|  | 1 | 400A 3P MCB in NEMA 4X | 1 | 1 | set | 20235.6322 | 20235.6322 | 4117.6471 | 4117.6471 | 24353.2792 | 27014.2902 | 5497.0021 | 32511.2923 | 32511.2923 | 33642.0176 | -1130.7254 |  | 17605 | 3500 | 28080.163 | 5713.8912
|  | 2 | 70A 3P Lugs only, 18-20A2PCB | 1 | 1 | set | 24827.5862 | 24827.5862 | 5882.3529 | 5882.3529 | 30709.9391 | 33144.4855 | 7852.8601 | 40997.3457 | 40997.3457 | 42423.2114 | -1425.8658 |  | 21600 | 5000 | 34452.2306 | 8162.7017
|  | 3 | 100A 3P Lugs only, 18-20A2PCB | 1 | 1 | set | 24827.5862 | 24827.5862 | 5882.3529 | 5882.3529 | 30709.9391 | 33144.4855 | 7852.8601 | 40997.3457 | 40997.3457 | 42423.2114 | -1425.8658 |  | 21600 | 5000 | 34452.2306 | 8162.7017 | [14 empty] | PEBBLES(per sq m) |  | unit | kci qty | qty | um | tm | ul | tl
|  | 4 | 300A 3P Lugs only, 2-20A2PCB | 1 | 1 | set | 25280.4598 | 25280.4598 | 4117.6471 | 4117.6471 | 29398.1068 | 33749.0655 | 5497.0021 | 39246.0676 | 39246.0676 | 40611.0249 | -1364.9572 |  | 21994 | 3500 | 35080.6648 | 5713.8912 | [15 empty] | sand | cu m | 0.008 | 0.01 | 1000 | 10 | 600 | 6
|  | 5 | 2-30A 2PCB, 9-50A2PCB, 5-50A3PCB | 1 | 1 | set | 49827.5862 | 49827.5862 | 5882.3529 | 5882.3529 | 55709.9391 | 66519.1411 | 7852.8601 | 74372.0013 | 74372.0013 | 76958.6197 | -2586.6184 |  | 43350 | 5000 | 69143.7128 | 8162.7017 | [15 empty] | cement | bag | 0.144 | 0.17 | 213.9535 | 36.3721 | 150 | 25.5
|  |  | 400A 3PCB, 1-70A3PCB, 1-100A3PCB | [34 empty] | pebbles | bag | 5 | 5 | 47.619 | 238.0952 | 20 | 100
|  | 6 | 20A 2P w/ NEMA 3R | 2 | 2 | sets | 1206.8966 | 2413.7931 | 305.8824 | 611.7647 | 3025.5578 | 1611.1903 | 408.3487 | 2019.539 | 4039.078 | 4179.555 | -140.477 |  | 1050 | 260 | 1674.7612 | 424.4605 | [20 empty] | 284.4673 |  | 131.5
|  | 7 | 30A 2P w/ NEMA 3R | 2 | 2 | sets | 1206.8966 | 2413.7931 | 305.8824 | 611.7647 | 3025.5578 | 1611.1903 | 408.3487 | 2019.539 | 4039.078 | 4179.555 | -140.477 |  | 1050 | 260 | 1674.7612 | 424.4605
|  | 8 | 50A 2P w/ NEMA 3R | 9 | 9 | sets | 1206.8966 | 10862.069 | 305.8824 | 2752.9412 | 13615.0101 | 1611.1903 | 408.3487 | 2019.539 | 18175.851 | 18807.9973 | -632.1464 |  | 1050 | 260 | 1674.7612 | 424.4605 | [14 empty] | Ramp railing |  | unit | kci qty | qty | um | tm | ul | tl
|  | 9 | 50A 3P w/ NEMA 3R | 5 | 5 | sets | 3333.3333 | 16666.6667 | 470.5882 | 2352.9412 | 19019.6078 | 4449.9541 | 628.2288 | 5078.1829 | 25390.9144 | 26273.9969 | -883.0824 |  | 2900 | 400 | 4625.531 | 653.0161 | [14 empty] | 38mm dia. B.I pipe |  | lm | 26 | 30 | 257.1429 | 7714.2857 | 150 | 4500
|  | 10 | 1/2" Flexible Pipe | 240 | 247 | mts | 31.7813 | 7849.9921 | 12.9412 | 3196.4706 | 11046.4626 | 42.4277 | 17.2763 | 59.7039 | 14746.8754 | 15259.7639 | -512.8884 |  | 27.6498 | 11 | 44.1017 | 17.9579 | [14 empty] | 6mm thk steel plate w/ 50mm long bar |  | pcs | 10 | 10 | 250 | 2500 | 65 | 650
|  | 11 | 1/2" Flexible Connector | 240 | 247 | pcs | 18.3908 | 4542.5287 | 7.0588 | 1743.5294 | 6286.0581 | 24.5515 | 9.4234 | 33.9749 | 8391.801 | 8683.6634 | -291.8624 |  | 16 | 6 | 25.5202 | 9.7952 | [14 empty] | 6mm thk steel plate w/ 12mmØ 75mm long bar |  | pcs | 10 | 10 | 280 | 2800 | 70 | 700
|  | 12 | Electrical Tape Big | 95 | 100 | pcs | 28.7356 | 2873.5632 | 10.5882 | 1058.8235 | 3932.3867 | 38.3617 | 14.1351 | 52.4968 | 5249.6821 | 5432.2633 | -182.5811 |  | 25 | 9 | 39.8753 | 14.6929 | [14 empty] | plain cement w/ 10mmx10mm reveal |  | sq.m | 5.4 | 6 | 160 | 960 | 145 | 870
|  | 13 | Sub-meter | 2 | 2 | units | 15238.0952 | 30476.1905 | 7058.8235 | 14117.6471 | 44593.8375 | 20342.6472 | 9423.4322 | 29766.0794 | 59532.1588 | 61602.6554 | -2070.4966 |  | 25 | 6000 | 21145.2844 | 9795.242 | [14 empty] | plain cement w/ 10mmx10mm reveal |  | sq.m | 5.4 | 6 | 160 | 960 | 145 | 870
[37 empty] | automotive lacquer paint |  | lm | 26 | 32 | 90 | 2880 | 90 | 2880
| E. | TELEPHONE & DATA | [34 empty] | concrete |  | cu.m | 1.08 | 1.25 | 3619.0476 | 4523.8095 | 800 | 1000
|  | 1 | # 22/3C Telephone wire | 1337 | 1446 | lm | 10 | 14460 | 4.7059 | 6804.7059 | 21264.7059 | 13.3499 | 6.2823 | 19.6322 | 28388.0894 | 29375.412 | -987.3226 |  |  | 4 | 13.8766 | 6.5302 | [14 empty] | rebar |  | kgs | 63.8176 | 75 | 31.4286 | 2357.1429 | 12 | 900
|  | 2 | CAT 5 UTP Cable | 1113 | 1320 | lm | 25 | 33000 | 10.5882 | 13976.4706 | 46976.4706 | 33.3747 | 14.1351 | 47.5098 | 62712.9411 | 64894.0636 | -2181.1226 |  |  | 9 | 34.6915 | 14.6929 | [14 empty] | formworks |  | sq.m | 2.7 | 3 | 220 | 660 | 200 | 600
|  | 3 | 1 - Gang Telephone Outlet | 33 | 33 | sets | 258 | 8514 | 117.6471 | 3882.3529 | 12396.3529 | 344.4264 | 157.0572 | 501.4836 | 16548.9604 | 17124.5244 | -575.564 |  |  | 100 | 358.0161 | 163.254 | [14 empty] | consumables |  | lot | 1 | 1 | 1000 | 1000 | 800 | 800
|  | 4 | 1 - Gang Data Outlet | 33 | 33 | sets | 456 | 15048 | 117.6471 | 3882.3529 | 18930.3529 | 608.7537 | 157.0572 | 765.8109 | 25271.7604 | 26150.6987 | -878.9383 |  |  | 100 | 632.7726 | 163.254 | [20 empty] | 26355.2381 |  | 13770
|  | 1 | Telephone Terminal Cabinet | 1 | 1 | pc | 4500 | 4500 | 1058.8235 | 1058.8235 | 5558.8235 | 6007.438 | 1413.5148 | 7420.9528 | 7420.9528 | 7679.0496 | -258.0968 |  |  | 900 | 6244.4668 | 1469.2863
|  | 2 | Data Cabinet | 1 | 1 | pc | 15000 | 15000 | 3529.4118 | 3529.4118 | 18529.4118 | 20024.7933 | 4711.7161 | 24736.5094 | 24736.5094 | 25596.832 | -860.3226 |  |  | 3000 | 20814.8893 | 4897.621
|  | 3 | 2RU cable management | 1 | 1 | unit | 12000 | 12000 | 529.4118 | 529.4118 | 12529.4118 | 16019.8347 | 706.7574 | 16726.5921 | 16726.5921 | 17308.334 | -581.7419 |  |  | 450 | 16651.9115 | 734.6432 | [9 empty] | 40999
|  | 4 | Patch panel 24 Port | 2 | 2 | pcs | 5612 | 11224 | 2352.9412 | 4705.8824 | 15929.8824 | 7491.9427 | 3141.1441 | 10633.0867 | 21266.1735 | 22005.7996 | -739.6261 |  |  | 2000 | 7787.5439 | 3265.0807
|  | 5 | Miscellaneous | 1 | 1 | lot | 13488.3721 | 13488.3721 | 8823.5294 | 8823.5294 | 22311.9015 | 18006.7909 | 11779.2902 | 29786.0811 | 29786.0811 | 30822.0251 | -1035.944 |  |  | 7500 | 18717.2648 | 12244.0525 | DESCRIPTION | QTY | UNIT | UNIT PRICE (Php) |  |  | AMOUNT (Php) | [6 empty] | top | SB
[16 empty] | 0 |  |  |  | 1. LAVATORY COUNTERTOP, Dim. 600mm x 1800mm with 150mm Splash Board and 200mm Fascia Board | [11 empty] | 0.6 | 1.8 | 1.08 | 2.4 | 0.6 | 0.15
| SUBTOTAL III | [6 empty] | 1400979.8978 |  | 364281.7647 | 1765261.6625 |  |  |  | 2356600 | 2438561.2877 | -81961.2877 | 2449581.7427 |  | MATERIAL |  |  | JET BLACK | 2.268 | m2 | P | 2300 | /m2 | P | 5216.4 |  | 0.15 | 1.8 | 0.27 | 1.95 | 1.8 | 0.6
VI | PLUMBING WORKS (MODEL UNITS EXCLUDED) | [14 empty] | 0 |  | 2356600 | [9 empty] | Material Cost : | P | 5216.4 |  | 0.15 | 0.6 | 0.09 | 0.75 | 0.15 | 1.8
| A. | TOILET/KITCHEN FIXTURES | [13 empty] | 0 |  | -92981.7427 | [13 empty] | 0.15 | 0.6 | 0.09 | 0.75 |  | 0.6
|  | 1 | Water closet (OSM) | 10 | 10 | sets |  | 0 | 850 | 8500 | 8500 | 0 | 1174.2039 | 1174.2039 | 11742.0388 | 11742.0388 | 0 |  |  | LABOR |  |  | Installation works | 1.89 | m2 | P | 400 | /m2 | P | 756 |  | 0.2 | 1.8 | 0.36 | 2 |  | 0.2
|  | 2 | Urinal (OSM) | 3 | 3 | sets |  | 0 | 850 | 2550 | 2550 | 0 | 1174.2039 | 1174.2039 | 3522.6116 | 3522.6116 | 0 | [5 empty] | Cutting Works | 7.85 | m2 |  | 100 | /m2 |  | 785
|  | 3 | Lavatory (OSM) | 7 | 7 | sets |  | 0 | 700 | 4900 | 4900 | 0 | 966.9914 | 966.9914 | 6768.94 | 6768.94 | 0 | [5 empty] | Top Flat Edge Polished | 2.55 | lm |  | 400 | /lm |  | 1020
|  | 4 | Lavatory Faucet (OSM) | 7 | 7 | sets |  | 0 | 400 | 2800 | 2800 | 0 | 552.5665 | 552.5665 | 3867.9657 | 3867.9657 | 0 | [5 empty] | SB Flat Edge Polished | 3.35 | lm |  | 400 | /lm |  | 1340
|  | 5 | Stainless Steel Kitchen Sink | 2 | 2 | sets | 3738.3178 | 7476.6355 | 500 | 1000 | 8476.6355 | 5164.1732 | 690.7082 | 5854.8814 | 11709.7627 | 11709.7627 | 0 | [5 empty] | Sink Hole | 2 | hole |  | 500 | /hole |  | 1000 |  |  |  | 1.89 | 7.85 | 2.55 | 3.35
|  | 6 | Kitchen Sink Faucet (OSM) | 2 | 2 | sets |  | 0 | 500 | 1000 | 1000 | 0 | 690.7082 | 690.7082 | 1381.4163 | 1381.4163 | 0 | [10 empty] | Labor Cost : | P | 4901
|  | 7 | Slop Sink Faucet (OSM) | 2 | 2 | sets |  | 0 | 300 | 600 | 600 | 0 | 414.4249 | 414.4249 | 828.8498 | 828.8498 | 0 | [10 empty] | Sub-Total Materials and Labor Cost : | P | 10117.4 | [9 empty] | Septic Tank
|  | 8 | Hygienical Spray (OSM) | 10 | 10 | sets |  | 0 | 350 | 3500 | 3500 | 0 | 483.4957 | 483.4957 | 4834.9572 | 4834.9572 | 0 | [23 empty] | unit | kci qty | qty | um | tm | ul | tl
|  | 9 | Floor Drain | 12 | 12 | sets | 523.8095 | 6285.7143 | 250 | 3000 | 9285.7143 | 723.599 | 345.3541 | 1068.9531 | 12827.4374 | 12827.4374 | 0 | [21 empty] | excavation |  | cu.m | 27.45 | 28 | 30 | 840 | 350 | 9800
|  | 10 | Grease Trap 5GPM | 2 | 2 | sets | 5714.2857 | 11428.5714 | 1500 | 3000 | 14428.5714 | 7893.8076 | 2072.1245 | 9965.9321 | 19931.8642 | 19931.8642 | 0 | [18 empty] | top | SB |  | concrete |  | cu.m | 7.7985 | 8 | 3317.3077 | 26538.4615 | 650 | 5200
|  | 11 | Miscellaneous | 1 | 1 | lot | 10000 | 10000 | 4000 | 4000 | 14000 | 13814.1633 | 5525.6653 | 19339.8286 | 19339.8286 | 19339.8286 | 0 |  |  | ITEM |  |  | DESCRIPTION | QTY | UNIT | UNIT PRICE (Php) |  |  | AMOUNT (Php) | [9 empty] | formworks |  | sq.m | 79.6875 | 80 | 192.3077 | 15384.6154 | 200 | 16000
|  | 12 | Sub-meter | 2 | 2 | sets | 8737.8641 | 17475.7282 | 2000 | 4000 | 21475.7282 | 12070.6281 | 2762.8327 | 14833.4608 | 29666.9216 | 29666.9216 | 0 |  |  | ITEM |  |  | DESCRIPTION | QTY | UNIT | UNIT PRICE (Php) |  |  | AMOUNT (Php) | [9 empty] | rebar |  | kg | 1052.7975 | 1105.4374 | 31.7308 | 35076.3782 | 8 | 8843.499
|  | 13 | Septic Tank (As Per Plan) | 1 | 1 | unit | 83300.9936 | 83300.9936 | 42343.499 | 42343.499 | 125644.4926 | 115073.3529 | 58494.001 | 173567.3539 | 173567.3539 | 173567.3539 | 0 |  |  | ITEM |  |  | DESCRIPTION | QTY | UNIT | UNIT PRICE (Php) |  |  | AMOUNT (Php) | [9 empty] | manhole |  | set | 3 | 3 | 1153.8462 | 3461.5385 | 500 | 1500
[20 empty] | 2. LAVATORY COUNTERTOP, Dim. 600mm x 1000mm with 150mm Splash Board and 200mm Fascia Board | [11 empty] | 0.6 | 1 | 0.6 | 1.6 | 0.6 | 0.15 |  | consumables |  | lot | 1 | 1 | 2000 | 2000 | 1000 | 1000
| B. | TOILET ACCESSORIES | [17 empty] | MATERIAL |  |  | JET BLACK | 1.548 | m2 | P | 2300 | /m2 | P | 3560.4 |  | 0.15 | 1 | 0.15 | 1.15 | 1 | 0.6 | [7 empty] | 83300.9936 |  | 42343.499
|  | 1 | American Standard Automatic Hand dryer (OSM) | 5 | 5 | pcs |  | 0 | 1000 | 5000 | 5000 | 0 | 1381.4163 | 1381.4163 | 6907.0817 | 6907.0817 | 0
|  | 2 | Toilet Paper Holder (OSM) | 10 | 10 | pcs |  | 0 | 250 | 2500 | 2500 | 0 | 345.3541 | 345.3541 | 3453.5408 | 3453.5408 | 0 | [10 empty] | Material Cost : | P | 3560.4 |  | 0.15 | 0.6 | 0.09 | 0.75 | 0.15 | 1
|  | 3 | Stainless Steel Grab Bar | 1 | 1 | set | 3870.9677 | 3870.9677 | 700 | 700 | 4570.9677 | 5347.4181 | 966.9914 | 6314.4095 | 6314.4095 | 6314.4095 | 0 | [14 empty] | 0.15 | 0.6 | 0.09 | 0.75 |  | 0.6
|  | 4 | 1100mm x 60mm x 6mm THK mirror on 6mm THK marine plywood backing | 7 | 7 | sets | 2337.1111 | 16359.7778 | 1200 | 8400 | 24759.7778 | 3228.5235 | 1657.6996 | 4886.2231 | 34203.5614 | 34203.5614 | 0 |  |  | LABOR |  |  | Installation works | 1.29 | m2 | P | 400 | /m2 | P | 516 |  | 0.2 | 1.8 | 0.36 | 2 |  | 0.2
|  | 5 | Ga. 18 steel shelving 250mm x 600mm | 2 | 2 | pcs | 3000 | 6000 | 450 | 900 | 6900 | 4144.249 | 621.6373 | 4765.8863 | 9531.7727 | 9531.7727 | 0 | [5 empty] | Cutting Works | 6.25 | m2 |  | 100 | /m2 |  | 625
|  | 6 | Mop Rack | 2 | 2 | pcs | 3500 | 7000 | 450 | 900 | 7900 | 4834.9572 | 621.6373 | 5456.5945 | 10913.189 | 10913.189 | 0 | [5 empty] | Top Flat Edge Polished | 1.75 | lm |  | 400 | /lm |  | 700
|  | 7 | Aluminum Tile Trim | 41.04 | 42 | lm | 186.0465 | 7813.9535 | 165 | 6930 | 14743.9535 | 257.0077 | 227.9337 | 484.9414 | 20367.5381 | 20367.5381 | 0 | [5 empty] | SB Flat Edge Polished | 2.55 | lm |  | 400 | /lm |  | 1020
|  | 8 | 1.2mm THK Stainless Steel End Cap | 1.2 | 2.4 | lm | 1720.9302 | 4130.2326 | 260 | 624 | 4754.2326 | 2377.3211 | 359.1682 | 2736.4894 | 6567.5745 | 6567.5745 | 0 | [5 empty] | Sink Hole | 1 | hole |  | 500 | /hole |  | 500
[28 empty] | Labor Cost : | P | 3361 |  |  |  | 1.29 | 6.25 | 1.75 | 2.55
[16 empty] | 0 | [11 empty] | Sub-Total Materials and Labor Cost : | P | 6921.4
| SUBTOTAL VI | [6 empty] | 181142.5746 |  | 107147.499 | 288290.0736 |  |  |  | 398248.6155 | 398248.6155 | 0
| GRAND TOTAL AMOUNT (VAT INC.) | [6 empty] | 5309806.7462 |  | 1843692.8642 | 7153499.6104 | 9799999.8924 |  |  |  | 9881961.1801 | -81961.2877
[20 empty] | ITEM |  |  | DESCRIPTION | QTY | UNIT | UNIT PRICE (Php) |  |  | AMOUNT (Php) | [6 empty] | top | SB
[20 empty] | 3. LAVATORY COUNTERTOP, Dim. 600mm x 2250mm with 100mm Splash Board and 65mm Fascia Board | [11 empty] | 0.6 | 2.25 | 1.35 | 2.85 | 0.6 | 0.1
[20 empty] | MATERIAL |  |  | JET BLACK | 2.2095 | m2 | P | 2300 | /m2 | P | 5081.85 |  | 0.1 | 2.25 | 0.225 | 2.35 | 2.25 | 0.6
[28 empty] | Material Cost : | P | 5081.85 |  | 0.1 | 0.6 | 0.06 | 0.7 | 0.1 | 2.25
Prepared by: | [31 empty] | 0.1 | 0.6 | 0.06 | 0.7 |  | 0.6
[20 empty] | LABOR |  |  | Installation works | 1.8413 | m2 | P | 400 | /m2 | P | 736.5 |  | 0.065 | 2.25 | 0.14625 | 2.315 |  | 0.1
For KONSTRUKTURA | [22 empty] | Cutting Works | 8.915 | m2 |  | 100 | /m2 |  | 891.5
[23 empty] | Top Flat Edge Polished | 2.95 | lm |  | 400 | /lm |  | 1180
[23 empty] | SB Flat Edge Polished | 3.65 | lm |  | 400 | /lm |  | 1460
Engr. Gerald Borja | [22 empty] | Sink Hole | 1 | hole |  | 500 | /hole |  | 500 |  |  |  | 1.8413 | 8.915 | 2.95 | 3.65
Engineering Department | [27 empty] | Labor Cost : | P | 4768
[28 empty] | Sub-Total Materials and Labor Cost : | P | 9849.85
[20 empty] | ITEM |  |  | DESCRIPTION | QTY | UNIT | UNIT PRICE (Php) |  |  | AMOUNT (Php) | [6 empty] | top | SB
[20 empty] | 4. LAVATORY COUNTERTOP, Dim. 600mm x 3200mm with 100mm Splash Board and 65mm Fascia Board | [11 empty] | 0.6 | 3.2 | 1.92 | 3.8 | 0.6 | 0.1
[13 empty] | DC |  | 7153499.6104 |  |  |  |  | MATERIAL |  |  | JET BLACK | 3.0816 | m2 | P | 2300 | /m2 | P | 7087.68 |  | 0.1 | 3.2 | 0.32 | 3.3 | 3.2 | 0.6
[28 empty] | Material Cost : | P | 7087.68 |  | 0.1 | 0.6 | 0.06 | 0.7 | 0.1 | 3.2
[9 empty] | Mobilization |  | incl | CONT | 214604.9883 |  | 7368104.5988 | [16 empty] | 0.1 | 0.6 | 0.06 | 0.7 |  | 0.6
[9 empty] | Demobilization |  | incl | OH | 328828.3499 |  | 7696932.9487 |  |  |  |  | LABOR |  |  | Installation works | 2.568 | m2 | P | 400 | /m2 | P | 1027.2 |  | 0.065 | 3.2 | 0.208 | 3.265 |  | 0.1
[9 empty] | Bonds/Ins |  | by owner | OTHERS |  |  | 7696932.9487 | [7 empty] | Cutting Works | 11.765 | m2 |  | 100 | /m2 |  | 1176.5
[9 empty] | Permits |  | by owner | PROF | 1154539.9423 |  | 8851472.891 | [7 empty] | Top Flat Edge Polished | 3.9 | lm |  | 400 | /lm |  | 1560
[8 empty] | ?? | Contractors Tax |  |  | TAX | 885147.2891 |  | 9736620.1801 |  | 63379.7123 | [5 empty] | SB Flat Edge Polished | 4.6 | lm |  | 400 | /lm |  | 1840
[9 empty] | Supervision |  | incl | [11 empty] | Sink Hole | 1 | hole |  | 500 | /hole |  | 500 |  |  |  | 2.568 | 11.765 | 3.9 | 4.6
[9 empty] | TK/Foreman |  | 64761.9048 | GT W/O VAT | 2583120.5697 |  | 9881961.1801 | [12 empty] | Labor Cost : | P | 6103.7
[9 empty] | ofc staff |  | 30000 | GT W/VAT | 2583120.5697 |  | . | [12 empty] | Sub-Total Materials and Labor Cost : | P | 13191.38
[9 empty] | ofc suppplies |  | 15000
[9 empty] | Transportation Staff |  | 18000
[9 empty] | Communication |  | 18000
[8 empty] | xx | Tools/equipt.
[9 empty] | Barracks |  | 37209.3023
[9 empty] | temfacil |  | incl
[8 empty] | xx | TOILET | [13 empty] | facial mirror |  |  | unit | kci qty | qty | um | tm | ul | tl
[9 empty] | H. Keeping |  | 16000 | [11 empty] | 6mm THK mirror |  |  | sq.ft | 7.1005 | 8 | 200 | 1600 |  | 0
[9 empty] | Demolition |  | incl | [11 empty] | edge polish |  |  | lm | 3.4 | 3.5 | 20 | 70 |  | 0
[8 empty] | xx | handling | [13 empty] | 1" wide beveled |  |  | lm | 3.4 | 3.5 | 16 | 56 |  | 0
[8 empty] | xx | hauling materials | [13 empty] | plywood backing |  |  | sq.m | 0.66 | 0.8 | 138.8889 | 111.1111 |  | 0
[8 empty] | xx | hauling out of debris | [13 empty] | consumables |  |  | lot | 1 | 1 | 500 | 500 |  | 0
[8 empty] | xx | utilities water | [20 empty] | 2337.1111 |  | 0
[8 empty] | xx?? | utilities electric
[9 empty] | temp util deposits |  | 15000
[8 empty] | xx | safety
[9 empty] | Rep |  | 15000
[9 empty] | bodegero w/ cellphone |  | 42857.1429 | [11 empty] | 6mm THK coated glass |  |  | sq.m | 12.6 | 13 | 3752.9302 | 48788.093 | 1313.5256 | 17075.8326
[9 empty] | Professional Fee |  | none | [11 empty] | consumables |  |  | lot | 1 | 1 | 2000 | 2000 | 1000 | 1000
[9 empty] | reports |  | 10000 | [18 empty] | 50788.093 |  | 18075.8326
Plans
[9 empty] | As-built plans |  | incl
[9 empty] | Shop drawing |  | 3500
[9 empty] | Board up |  | incl
[9 empty] | Signboards |  | 3500
[9 empty] | Signals & warnings |  | 3500
[9 empty] | Sec guard |  | 0
[9 empty] | Protection of prop |  | 12000
[9 empty] | exhaust fans/vac |  | none
[9 empty] | ads |  | 8500
[9 empty] | messenger |  | 8500
[9 empty] | janitor |  | none
[8 empty] | xx | Testing and Commissioning
[9 empty] | Restoration |  | none
[9 empty] | Nurse |  | none
[9 empty] | Final Cleaning |  | 7500
Scaffolding
[9 empty] | Line/Grade |  | by owner
[8 empty] | xx | Health Certificate
Warranty
Note on H39: Add-on 2: tama naman ung price
Note on E54: KCI PC#04-1: ung 85 para sa stair under slab (main & fire exit stair)
Note on E55: KCI PC#04-1: yung 46 sq.m para sa ficemboard parapet
Note on H59: KCI PC#04-1: kasama painting dito
Note on J59: KCI PC#04-1: kasama painting dito
Note on H60: KCI PC#04-1: kasama painting dito
Note on J60: KCI PC#04-1: kasama painting dito
Note on H62: KCI PC#04-1: kasama paintng dito
Note on J62: KCI PC#04-1: kasama painting dito
Note on E66: KCI PC#04-1: ilalim ng hagdan (main stair at fire exit) nasama na to sa structural works.
Note on H76: KCI PC#04-1: kasama na hamba at pintura ng hamba( labor & material)
Note on H77: KCI PC#04-1: kasama na hamba at pintura ng hamba( labor & material)
Note on H78: KCI PC#04-1: kasama na hamba at pintura ng hamba( labor & material)
Note on H79: KCI PC#04-1: kasama na hamba at pintura ng hamba( labor & material)
Note on H80: KCI PC#04-1: kasama na hamba at pintura ng hamba( labor & material)
Note on D81: KCI PC#04-1: By: Rapid Forming
Note on H81: KCI PC#04-1: POWDER COATED FINISH NA.
Note on D83: KCI PC#04-1: By: Rapid Forming
Note on H83: KCI PC#04-1: POWDER COATED FINISH NA.
Note on E124: KCI PC#04-1: 3 pcs. Per door
Note on E127: 4 pcs. Per door( metal door w/ panic device)
Note on H215: KCI PC#04-1: kasama na dito ung sa meter post
Note on W215: KCI PC#04-1: kasam na dito ung sa meter post
Note on S218: KCI PC#04-1: discounted price
Note on D229: KCI PC#04-1: 5GPM
Note on H231: KCI PC#04-1: ung 2000 para sa magiging add'l na tubo
Note on D239: KCI PC#04-1: at slop sink
Note on H239: KCI PC#04-1: pinresyohan q lang.
Note on D240: KCI PC#04-1: at slop sink
Note on H240: KCI PC#04-1: pinresyohan q lang.
Note on D242: KCI PC#04-1: @ slop sink
Note on L289: PPE

## for review
Project | : |  | Vertis North Sales Pavilion
Location | : |  | Edsa, North Triangle, Brgy. Bagong Pag-asa Quezon City
Subject | : |  | Bill of Quantities for Architectural,Electrical & Plumbing Works
Date | : |  | 2014-09-20
[37 empty] | GUARANTEE BOND |  |  |  | 2760000
[37 empty] | Net Premium | [5 empty] | 16560
[37 empty] | Doc. Stamps Tax | [5 empty] | 2100
ITEM | DESCRIPTION |  |  | KCI QTY | QTY | UNIT | UM | TM | UL | TL | DC | UNIT RATE |  |  | GROSS AMOUNT | [21 empty] | 12% VAT | [5 empty] | 1987.2
[12 empty] | MATERIAL | LABOR | TOTAL | [22 empty] | LGT | [5 empty] | 33.12
I | PRELIMINARIES | [35 empty] | Notarial Fee | [5 empty] | 200
|  | 1 | Mobilization / Demobilization | 1 | 1 | lot |  | 0 |  | 0 | 0 | 0 | 0 | 0 | 0 | 0 | 0 | [19 empty] | Total Gross Prem. | [5 empty] | 20880.32
|  | 2 | Temporary Facilities | 1 | 1 | lot |  | 0 |  | 0 | 0 | 0 | 0 | 0 | 0 | 0 | 0 | [19 empty] | Note: GUARANTEE BOND EQUALS TO SURETY BOND
|  | 3 | General Cleaning and Clearing of Site | 1 | 1 | lot | 5000 | 5000 | 10000 | 10000 | 15000 | 6907.0817 | 13814.1633 | 20721.245 | 20721.245 | 20721.245 | 0
|  | 4 | Project Supervision (including safety officer) | 1 | 1 | lot |  | 0 | 211320.7547 | 211320.7547 | 211320.7547 | 0 | 291921.9415 | 291921.9415 | 291921.9415 | 291921.9415 | 0 | [19 empty] | PERFORMANCE BOND |  |  |  | 2760000
|  | 5 | Bonds and Insurances | 1 | 1 | lot | 53503.1589 | 53503.1589 | 2500 | 2500 | 56003.1589 | 73910.1374 | 3453.5408 | 77363.6782 | 77363.6782 | 77363.6782 | 0 | [19 empty] | Net Premium | [5 empty] | 15180
|  | 6 | Safety Requirements (Signages,PPE etc.) | 1 | 1 | lot | 35000 | 35000 | 5000 | 5000 | 40000 | 48349.5716 | 6907.0817 | 55256.6532 | 55256.6532 | 55256.6532 | 0 |  |  | "FF-02" VINYL TILE INSTALLATION (per sq m) |  |  |  |  | unit | kci qty | qty | um | tm | ul | tl | [5 empty] | Doc. Stamps Tax | [5 empty] | 1927.5
|  | 7 | Health Certificate | 1 | 1 | lot | 108000 | 108000 |  | 0 | 108000 | 149192.9637 | 0 | 149192.9637 | 149192.9637 | 149192.9637 | 0 |  |  | 3.0mmx450mmx450mm vinyl tiles |  |  |  |  | pc | 4.93 | 5.15 | 145.283 | 748.2075 | 18 | 92.7 | [5 empty] | 12% VAT | [5 empty] | 1821.6
|  | 8 | Permits, Clearances & Licenses (By Owner) | 1 | 1 | lot |  | 0 |  | 0 | 0 | 0 | 0 | 0 | 0 | 0 | 0 |  |  | adhesive |  |  |  |  | gallon | 0.0493 | 0.05 | 552.381 | 27.619 |  | 0 | [5 empty] | LGT | [5 empty] | 30.36
|  | 9 | Electric Consumption (Genset) | 1320 | 1320 | hrs. | 390 | 514800 | 76 | 100320 | 615120 | 538.7524 | 104.9876 | 643.74 | 849736.813 | 849736.813 | 0 |  |  | mortar (topping) included @ other item |  |  |  |  | sq m | 1 | 1 | 0 | 0 | 0 | 0 | [5 empty] | Notarial Fee | [5 empty] | 200
|  | 10 | Water Consumption | 1 | 1 | lot | 46601.9417 | 46601.9417 | 4000 | 4000 | 50601.9417 | 64376.6834 | 5525.6653 | 69902.3487 | 69902.3487 | 69902.3487 | 0 | [11 empty] | 775.8266 |  | 92.7 | [5 empty] | Total Gross Prem. | [5 empty] | 19159.46
|  | 11 | Temporary Enclosure | 1 | 1 | lot |  | 0 |  | 0 | 0 | 0 | 0 | 0 | 0 | 0 | 0
|  | 12 | As-built Plans | 1 | 1 | lot | 10000 | 10000 | 15000 | 15000 | 25000 | 13814.1633 | 20721.245 | 34535.4083 | 34535.4083 | 34535.4083 | 0 | [19 empty] | CARI |  |  |  | 9200000
|  | 13 | Tools and Equipment | 1 | 1 | lot | 45000 | 45000 |  | 0 | 45000 | 62163.7349 | 0 | 62163.7349 | 62163.7349 | 62163.7349 | 0 |  |  | "FF-01" TILE INSTALLATION (per sq m) |  |  |  |  | unit | kci qty | qty | um | tm | ul | tl | [5 empty] | Net Premium | [5 empty] | 13800
|  | 14 | Portable Toilet | 1 | 1 | lot | 26046.5116 | 26046.5116 | 2500 | 2500 | 28546.5116 | 35981.0765 | 3453.5408 | 39434.6173 | 39434.6173 | 39434.6173 | 0 |  |  | 600mmx600mm tiles |  |  |  |  | pc | 2.77 | 2.9 | 461.7925 | 1339.1981 | 74 | 214.6 | [5 empty] | Doc. Stamps Tax | [5 empty] | 1725
|  | 15 | Handling and Hauling of Materials | 1 | 1 | lot | 51650.4854 | 51650.4854 | 22135.9223 | 22135.9223 | 73786.4078 | 71350.824 | 30578.9246 | 101929.7486 | 101929.7486 | 101929.7486 | 0 |  |  | tile adhesive |  |  |  |  | bag | 0.25 | 0.25 | 279.4118 | 69.8529 |  | 0 | [5 empty] | 12% VAT | [5 empty] | 1656
|  | 16 | Hauling out of Debris | 1 | 1 | lot | 15000 | 15000 | 8500 | 8500 | 23500 | 20721.245 | 11742.0388 | 32463.2838 | 32463.2838 | 32463.2838 | 0 |  |  | tile grout |  |  |  |  | kg | 0.25 | 0.35 | 34.9057 | 12.217 |  | 0 | [5 empty] | LGT | [5 empty] | 27.6
|  | 17 | Testing and Commissioning | 1 | 1 | lot | 10000 | 10000 | 5000 | 5000 | 15000 | 13814.1633 | 6907.0817 | 20721.245 | 20721.245 | 20721.245 | 0 |  |  | mortar (topping) included @ other item |  |  |  |  | sq m | 1 | 1 | 0 | 0 | 0 | 0 | [5 empty] | Total Gross Prem. | [5 empty] | 17208.6
[16 empty] | 0 | 0 | [11 empty] | 1421.268 |  | 214.6
| SUBTOTAL I | [6 empty] | 920602.0977 |  | 386276.677 | 1306878.7747 |  |  |  | 1805343.681 | 1805343.681 | 0
II | ARCHITECTURAL WORKS | [14 empty] | 0 | 0
| A. | FLOOR FINISHES | [13 empty] | 0
|  | 1 | FF-01 600x600mm non-skid Homogenous Tiles (Architect White Rock,Architect White Matt) | 494.8 | 498 | sq. m | 1421.268 | 707791.4817 | 214.6 | 106870.8 | 814662.2817 | 1963.3629 | 296.4519 | 2259.8148 | 1125387.7795 | 1125387.7795 | 0
|  | 2 | FF-02 450x450mm Vinyl tiles Carpet finish (Butter Ginger) | 262 | 265 | sq. m | 775.8266 | 205594.0476 | 75 | 19875 | 225469.0476 | 1071.7395 | 103.6062 | 1175.3458 | 311466.6243 | 311466.6243 | 0
|  | 3 | FF-03 300x300mm non-skid Ceramic tiles (Maskara White) | 23.6 | 26 | sq. m | 402.7758 | 10472.1709 | 216 | 5616 | 16088.1709 | 556.4011 | 298.3859 | 854.787 | 22224.462 | 22224.462 | 0
|  | 4 | FF-4.1 200x400mm non-skid floor tiles (Nisea Gres-Accent) | 7.44 | 8 | sq. m | 1573.2464 | 12585.9711 | 214.5 | 1716 | 14301.9711 | 2173.3083 | 296.3138 | 2469.6221 | 19756.9765 | 19756.9765 | 0
|  | 5 | FF-4A-1 200x600mm non-skid floor tiles (Nisea Beige-Field) | 11.16 | 12 | sq. m | 1167.364 | 14008.3685 | 215.1 | 2581.2 | 16589.5685 | 1612.6157 | 297.1427 | 1909.7584 | 22917.1008 | 22917.1008 | 0
|  | 6 | FF-4.2 200x400mm non-skid floor tiles (Architect Brown Rock-Accent) | 7.2 | 8 | sq. m | 2628.4536 | 21027.6286 | 214.5 | 1716 | 22743.6286 | 3630.9887 | 296.3138 | 3927.3025 | 31418.4199 | 31418.4199 | 0
|  | 7 | FF-4A.2 200x600mm non-skid floor tiles (Sandstone Superwhite Rock-Field) | 10.8 | 11 | sq. m | 2011.7869 | 22129.6559 | 215.1 | 2366.1 | 24495.7559 | 2779.1153 | 297.1427 | 3076.2579 | 33838.8373 | 33838.8373 | 0
|  | 8 | FF-05 Plain cement | 45.86 | 48 | sq. m | 100 | 4800 | 100 | 4800 | 9600 | 138.1416 | 138.1416 | 276.2833 | 13261.5968 | 13261.5968 | 0
|  | 9 | FF-06 600x600mm Homogenous Tiles Lapatto Finish | 238.71 | 242 | sq. m | 1203.5652 | 291262.7904 | 215.1 | 52054.2 | 343316.9904 | 1662.6247 | 297.1427 | 1959.7673 | 474263.6969 | 474263.6969 | 0
|  | 10 | Floor finish @ model units and video room | 173.29 | 0 | sq. m |  | 0 |  | 0 | 0 | 0 | 0 | 0 | N/A | 0 | #VALUE!
| B. | WALL FINISHES
|  | 1 | WF- 600mm x 200mm Non-skid Porcelain Tiles (Accent) Female Toilet - Grd & 2nd Floor | 6.24 | 7 | sq.m | 1167.364 | 8171.5483 | 215.1 | 1505.7 | 9677.2483 | 1612.6157 | 297.1427 | 1909.7584 | 13368.3088 | 13368.3088 | 0
|  | 2 | WF- 600mm x 200mm Non-skid Porcelain Tiles (Field) Female Toliet - Grd & 2nd Floor | 16.04 | 17 | sq.m | 1167.364 | 19845.1887 | 215.1 | 3656.7 | 23501.8887 | 1612.6157 | 297.1427 | 1909.7584 | 32465.8928 | 32465.8928 | 0
|  | 3 | WF- 600mm x 200mm Non-skid Porcelain Tiles (Accent) Male & Pwd Toilet - Grd & 2nd Floor | 12.18 | 13 | sq.m | 1167.364 | 15175.7325 | 215.1 | 2796.3 | 17972.0325 | 1612.6157 | 297.1427 | 1909.7584 | 24826.8592 | 24826.8592 | 0
|  | 4 | WF- 600mm x 200mm Non-skid Porcelain Tiles (Field) Male & Pwd Toilet - Grd & 2nd Floor | 28.68 | 30 | sq.m | 1167.364 | 35020.9212 | 215.1 | 6453 | 41473.9212 | 1612.6157 | 297.1427 | 1909.7584 | 57292.752 | 57292.752 | 0
|  | 5 | Paint Finish interior (color to be verified) | 1435 | 1450 | sq.m | 160 | 232000 | 160 | 232000 | 464000 | 221.0266 | 221.0266 | 442.0532 | 640977.1772 | 640977.1772 | 0
|  | 6 | Paint Finish Exterior (color to be verified) | 731 | 744 | sq.m | 170 | 126480 | 185 | 137640 | 264120 | 234.8408 | 255.562 | 490.4028 | 364859.6811 | 364859.6811 | 0
|  | 7 | Wall finish @ model units and video room | N/A | 0 | [6 empty] | 0 | 0 | 0 | 0 | 0 | 0
| C. | CEILING FINISHES
|  | 1 | CF-1 12mm thk. Gypsum Board on Metal Furring on Latex Flat Painted Finish | 269 | 273 | sq.m | 421.4 | 115042.2 | 367.5 | 100327.5 | 215369.7 | 582.1288 | 507.6705 | 1089.7993 | 297515.2206 | 297515.2206 | 0
|  | 2 | CF-2 12mm thk. Moisture Resistant Gypsum Board | 36.7 | 39 | sq.m | 492 | 19188 | 375 | 14625 | 33813 | 679.6568 | 518.0311 | 1197.688 | 46709.8304 | 46709.8304 | 0
|  |  | on Metal Furring on Latex Flat Painted Finish | [16 empty] | "FF-03" TILE INSTALLATION (per sq m) |  |  |  |  | unit | kci qty | qty | um | tm | ul | tl
|  | 3 | CF-3 6mm thk. Fiber Cement Board on Metal Furring | 62 | 64 | sq.m | 472.36 | 30231.04 | 367.5 | 23520 | 53751.04 | 652.5258 | 507.6705 | 1160.1963 | 74252.5644 | 74252.5644 | 0 |  |  | 300mmx300mm tiles |  |  |  |  | pc | 11.11 | 12 | 26.7255 | 320.7059 | 18 | 216
|  |  | on Latex Flat Painted Finish | [16 empty] | tile adhesive |  |  |  |  | bag | 0.25 | 0.25 | 279.4118 | 69.8529 |  | 0
|  | 4 | CF4- 20mm thk x 600mm x 600mm Acoustic Ceiling | 252 | 255 | sq.m | 395.2381 | 100785.7143 | 225 | 57375 | 158160.7143 | 545.9884 | 310.8187 | 856.807 | 218485.7935 | 218485.7935 | 0 |  |  | tile grout |  |  |  |  | kg | 0.25 | 0.35 | 34.9057 | 12.217 |  | 0
|  |  | Board on Oven-baked T-runners | [16 empty] | mortar (topping) included @ other item |  |  |  |  | sq m | 1 | 1 | 0 | 0 | 0 | 0
|  | 5 | CF5- Exposed Slab (Plain Cement Plastered Finish) | 80.25 | 82 | sq.m |  | 0 |  | 0 | 0 | 0 | 0 | 0 | 0 | 0 | 0 |  |  | mortar |  |  |  |  | sq m | 1 | 1 | 0 | 0 | 0 | 0
|  | 6 | Cove Ceiling Painted finish (color to be verified) | 61.7 | 63 | lm | 130 | 8190 | 120 | 7560 | 15750 | 179.5841 | 165.77 | 345.3541 | 21757.3072 | 21757.3072 | 0 | [11 empty] | 402.7758 |  | 216
[12 empty] | 0 | 0 | 0 | 0 | 0 | 0
|  | 7 | Others (Model Units excluded) | 152.9 | 154 | sq.m |  | 0 |  | 0 | 0 | 0 | 0 | 0 | N/A | 0 | #VALUE!
| D. | DOORS
|  | 1 | D1- 2400x2000mm - Double Swing glass door & 12mm thk. | 3 | 3 | sets |  | 0 |  | 0 | 0 | 0 | 0 | 0 | 0 | 0 | 0
|  |  | clear Tempered glass door on Aluminum frame Powder coated | [8 empty] | 0 | 0 | 0 | 0 | 0 | 0
|  | 2 | D2- 2400x2050mm - Double Swing glass door & 12mm thk. | 1 | 1 | set |  | 0 |  | 0 | 0 | 0 | 0 | 0 | 0 | 0 | 0
|  |  | clear Tempered glass door on Aluminum frame Powder coated | [8 empty] | 0 | 0 | 0 | 0 | 0 | 0
|  | 1 | D3- 2100x900mm - 45mm thk. Hollow Core HDF door | 2 | 2 | sets | 6553.3981 | 13106.7961 | 700 | 1400 | 14506.7961 | 9052.9711 | 966.9914 | 10019.9625 | 20039.9251 | 20039.9251 | 0 |  |  | tile grout |  |  |  |  | kg | 0.25 | 0.35 | 34.9057 | 12.217 |  | 0
|  | 2 | D4- 2100x800mm - 45mm thk. Hollow Core HDF door | 4 | 4 | sets | 6553.3981 | 26213.5922 | 700 | 2800 | 29013.5922 | 9052.9711 | 966.9914 | 10019.9625 | 40079.8501 | 40079.8501 | 0 |  |  | mortar (topping) included @ other item |  |  |  |  | sq m | 1 | 1 | 0 | 0 |  | 0
|  | 3 | D5- 2100x750mm - 45mm thk. Hollow Core HDF door w/ Wooden Louver | 7 | 7 | sets | 8495.1456 | 59466.0194 | 700 | 4900 | 64366.0194 | 11735.3329 | 966.9914 | 12702.3243 | 88916.2703 | 88916.2703 | 0 | [11 empty] | 12.217 |  | 0
|  | 4 | D6- 2100x900mm - 45mm thk. Hollow Core HDF door w/ Wooden Louver | 1 | 1 | set | 8495.1456 | 8495.1456 | 700 | 700 | 9195.1456 | 11735.3329 | 966.9914 | 12702.3243 | 12702.3243 | 12702.3243 | 0
|  | 5 | D7- 2100x500mm - 45mm thk. Hollow Core HDF door w/ Wooden Louver | 2 | 2 | sets | 7330.0971 | 14660.1942 | 650 | 1300 | 15960.1942 | 10125.9158 | 897.9206 | 11023.8364 | 22047.6729 | 22047.6729 | 0 |  |  | "FF-04a" TILE INSTALLATION (per sq m) |  |  |  |  | unit | kci qty | qty | um | tm | ul | tl
|  | 6 | D8- 2100x900mm - 18 GA. Cold rolled, hot dipped | 3 | 3 | sets | 7877.3585 | 23632.0755 | 700 | 2100 | 25732.0755 | 10881.9117 | 966.9914 | 11848.9031 | 35546.7093 | 35546.7093 | 0 |  |  | 600mmx200mm tiles |  |  |  |  | pc | 8.33 | 9 | 140.1961 | 1261.7647 | 23.9 | 215.1
|  |  | Galvanized Steel w/ Rockwool infill | [16 empty] | tile adhesive |  |  |  |  | bag | 0.25 | 0.25 | 0 | 0 |  | 0
|  | 7 | D9- 2400x900mm - 18 GA. Cold rolled, hot dipped | 1 | 1 | set | 8584.9057 | 8584.9057 | 700 | 700 | 9284.9057 | 11859.3289 | 966.9914 | 12826.3203 | 12826.3203 | 12826.3203 | 0 |  |  | tile grout |  |  |  |  | kg | 0.25 | 0.35 | 34.9057 | 12.217 |  | 0
|  |  | Galvanized Steel w/ Rockwool infill | [16 empty] | mortar (topping) included @ other item |  |  |  |  | sq m | 1 | 1 | 0 | 0 | 0 | 0
1.07
| E. | WINDOWS (BY OTHERS)
|  | 1 | W1- 6800x4555mm - (Fixed window) 10mm thk. Clear | 1 | 1 | set |  | 0 |  | 0 | 0 | [6 empty] | 236951.1 | 41814.9
tempered glass on Aluminum frame Powder coated finish
|  | 2 | W2- (Fixed window) 10mm thk. Clear tempered glass | 1 | 1 | set |  | 0 |  | 0 | 0 | [6 empty] | 102379.95 | 18067.05
on Aluminum frame Powder coated finish
|  | 3 | W3- (Fixed window) 10mm thk. Clear tempered glass | 1 | 1 | set |  | 0 |  | 0 | 0 | [6 empty] | 81113.375 | 14314.125
on Aluminum frame Powder coated finish
|  | 4 | W4- (Fixed window) 10mm thk. Clear tempered glass | 1 | 1 | set |  | 0 |  | 0 | 0 | [6 empty] | 38540.7 | 6801.3
on Aluminum frame Powder coated finish
|  | 5 | W5- 600x2750mm - (Awning window) 6mm thk., Annealed | 2 | 2 | sets |  | 0 |  | 0 | 0 | [6 empty] | 10729.125 | 1893.375
glass on Aluminum frame Powder coated finish
|  | 6 | W6- 600x3550mm - (Awning window) 6mm thk., Annealed | 2 | 2 | sets |  | 0 |  | 0 | 0 | [6 empty] | 13850.325 | 2444.175
glass on Aluminum frame Powder coated finish
|  | 7 | W7- 600x1800mm - (Awning window) 6mm thk., Annealed | 4 | 4 | sets |  | 0 |  | 0 | 0 | [6 empty] | 7022.7 | 1239.3
glass on Aluminum frame Powder coated finish
|  | 8 | W8- 600x900mm - (Awning window) 6mm thk., Annealed | 1 | 1 | set |  | 0 |  | 0 | 0 | [6 empty] | 3511.35 | 619.65
glass on Aluminum frame Powder coated finish
|  | 9 | W9- 8510x2400mm - (Fixed window) 10mm thk. Clear | 1 | 1 | set |  | 0 |  | 0 | 0 | [6 empty] | 156243.6 | 27572.4
tempered glass on Aluminum frame Powder coated finish
|  | 10 | W10- (Fixed window) 10mm thk. Clear tempered glass | 1 | 1 | set |  | 0 |  | 0 | 0 | [6 empty] | 170181.9 | 30032.1
on Aluminum frame Powder coated finish
|  | 11 | W11- 2400x900mm - (Awning type window w/ Fixed glass) | 24 | 24 | sets |  | 0 |  | 0 | 0 | [6 empty] | 15606 | 2754
10mm thk. clear float tempered glass on Aluminum
frame Powder coated finish
|  | 12 | W12- 2400x1200mm - (Awning type window w/ Fixed glass) | 1 | 1 | set |  | 0 |  | 0 | 0 | [6 empty] | 20808 | 3672
10mm thk. clear float tempered glass on Aluminum
frame Powder coated finish
|  | 13 | W13- 2400x6700mm - (Fixed window) 10mm thk. Clear float | 1 | 1 | set |  | 0 |  | 0 | 0 | [6 empty] | 67116 | 11844
tempered glass on Aluminum frame Brown Powder coated finish
|  | 14 | W14- 2400x9000mm - (Fixed window) 10mm thk. Clear float | 1 | 1 | set |  | 0 |  | 0 | 0 | [6 empty] | 128520 | 22680
tempered glass on Aluminum frame Brown Powder coated finish
|  | 15 | W15- 2400x6900mm - (Fixed window) 10mm thk. Clear float | 1 | 1 | set |  | 0 |  | 0 | 0 | [6 empty] | 68544 | 12096
tempered glass on Aluminum frame Brown Powder coated finish
|  | 16 | W16- 2400x3660mm - (Fixed window) 10mm thk. Clear float | 1 | 1 | set |  | 0 |  | 0 | 0 | [6 empty] | 52264.8 | 9223.2
tempered glass on Aluminum frame Brown Powder coated finish
| F. | HARDWARES
|  | 1 | Mortise Leverset in Satin Finish Schlage or approved equal | 20 | 20 | sets | 2285.7143 | 45714.2857 | 350 | 7000 | 52714.2857 | 3157.523 | 483.4957 | 3641.0188 | 72820.3751 | 72820.3751 | 0
|  | 2 | 1 1/2 pairs 3 1/2" x 3 1/2" x 0.13 standard weight and | 48 | 48 | pcs | 333.3333 | 16000 | 75 | 3600 | 19600 | 460.4721 | 103.6062 | 564.0783 | 27075.7601 | 27075.7601 | 0 |  |  | "FF-4.1" TILE INSTALLATION (per sq m) |  |  |  |  | unit | kci qty | qty | um | tm | ul | tl |  |  | "FF-4.2" TILE INSTALLATION (per sq m) |  |  | unit | kci qty | qty | um | tm | ul | tl
|  |  | standard duty 2-ball bearing hinges non removable in satin finish | [16 empty] | 400mmx200mm tiles |  |  |  |  | pc | 12.5 | 13 | 114.7059 | 1491.1765 | 16.5 | 214.5 |  |  | 400mmx200mm tiles |  |  | pc | 12.5 | 13 | 196.0784 | 2549.0196 | 16.5 | 214.5
|  | 3 | Panic Hardware | 4 | 4 | sets | 3809.5238 | 15238.0952 | 400 | 1600 | 16838.0952 | 5262.5384 | 552.5665 | 5815.1049 | 23260.4197 | 23260.4197 | 0 |  |  | tile adhesive |  |  |  |  | bag | 0.25 | 0.25 | 279.4118 | 69.8529 |  | 0 |  |  | tile adhesive |  |  | bag | 0.25 | 0.25 | 268.8679 | 67.217 |  | 0
|  | 4 | Koyo Ball Bearing S/S Hinges | 16 | 16 | sets | 714.2857 | 11428.5714 | 75 | 1200 | 12628.5714 | 986.726 | 103.6062 | 1090.3322 | 17445.3148 | 17445.3148 | 0 |  |  | tile grout |  |  |  |  | kg | 0.25 | 0.35 | 34.9057 | 12.217 |  | 0 |  |  | tile grout |  |  | kg | 0.25 | 0.35 | 34.9057 | 12.217 |  | 0
[20 empty] | mortar (topping) included @ other item |  |  |  |  | sq m | 1 | 1 | 0 | 0 |  | 0 |  |  | mortar (topping) included @ other item |  |  | sq m | 1 | 1 | 0 | 0 |  | 0
| G. | MISCELLANEOUS | [26 empty] | 1573.2464 |  | 214.5 | [9 empty] | 2628.4536 |  | 214.5
|  | 1 | Non-slip Aluminum Stair Nosing | 76.8 | 78 | lm | 220 | 17160 | 75 | 5850 | 23010 | 303.9116 | 103.6062 | 407.5178 | 31786.3898 | 31786.3898 | 0
|  | 2 | 38mm x 38mm Non-slip Angle bar Nosing | 56.4 | 58 | lm | 133.3333 | 7733.3333 | 75 | 4350 | 12083.3333 | 184.1888 | 103.6062 | 287.7951 | 16692.114 | 16692.114 | 0 |  |  | "FF-4A.1" TILE INSTALLATION (per sq m) |  |  |  |  | unit | kci qty | qty | um | tm | ul | tl |  |  | "FF-4A.2" TILE INSTALLATION (per sq m) |  |  | unit | kci qty | qty | um | tm | ul | tl
|  | 3 | 3mm x 38mm x38mm Brass Threaded Nosing welded to 10mmØ anchor | 18.83 | 19.5 | lm | 785.7143 | 15321.4286 | 120 | 2340 | 17661.4286 | 1085.3985 | 165.77 | 1251.1685 | 24397.7858 | 24397.7858 | 0 |  |  | 600mmx200mm tiles |  |  |  |  | pc | 8.33 | 9 | 120.5882 | 1085.2941 | 23.9 | 215.1 |  |  | 600mmx200mm tiles |  |  | pc | 8.33 | 9 | 214.7059 | 1932.3529 | 23.9 | 215.1
|  | 4 | Aluminum Threshold | 2 | 2 | lm | 1142.8571 | 2285.7143 | 175 | 350 | 2635.7143 | 1578.7615 | 241.7479 | 1820.5094 | 3641.0188 | 3641.0188 | 0 |  |  | tile adhesive |  |  |  |  | bag | 0.25 | 0.25 | 279.4118 | 69.8529 |  | 0 |  |  | tile adhesive |  |  | bag | 0.25 | 0.25 | 268.8679 | 67.217 |  | 0
|  | 5 | Signage | N/A |  |  |  | 0 |  | 0 | 0 |  |  |  | N/A |  |  |  |  | tile grout |  |  |  |  | kg | 0.25 | 0.35 | 34.9057 | 12.217 |  | 0 |  |  | tile grout |  |  | kg | 0.25 | 0.35 | 34.9057 | 12.217 |  | 0
|  | 6 | Green Wall | N/A |  |  |  | 0 |  | 0 | 0 |  |  |  | N/A |  |  |  |  | mortar (topping) included @ other item |  |  |  |  | sq m | 1 | 1 | 0 | 0 | 0 | 0 |  |  | mortar (topping) included @ other item |  |  | sq m | 1 | 1 | 0 | 0 | 0 | 0
|  | 7 | 6mm THK coated glass at toilet | 7.5 | 8 | sq.m | 4647.7209 | 37181.7674 | 820.186 | 6561.4884 | 43743.2558 | 6420.4376 | 1133.0184 | 7553.456 | 60427.6479 | 60427.6479 | 0 | [11 empty] | 1167.364 |  | 215.1 | [9 empty] | 2011.7869 |  | 215.1
| H. | METAL/GLASS WORKS
|  | 1 | 10mm THK Tempered Glass for Main Stair Railings | 15.7 | 16.5 | lm | 7314.6723 | 120692.093 | 1290.8245 | 21298.6047 | 141990.6977 | 10104.6078 | 1783.1661 | 11887.7738 | 196148.2685 | 196148.2685 | 0
|  | 2 | 10mm THK Tempered Glass for View Deck Railings | 8.5 | 9 | lm | 4908.3204 | 44174.8837 | 1227.0801 | 11043.7209 | 55218.6047 | 6780.434 | 1695.1085 | 8475.5425 | 76279.8822 | 76279.8822 | 0
|  | 3 | Ramp Railing | 4 | 4 | lm | 6588.8095 | 26355.2381 | 3442.5 | 13770 | 40125.2381 | 9101.8891 | 4755.5257 | 13857.4148 | 55429.6592 | 55429.6592 | 0
|  | 4 | Paint finish for Entrance Canopy | 56 | 58 | sq.m | 185 | 10730 | 185 | 10730 | 21460 | 255.562 | 255.562 | 511.124 | 29645.1944 | 29645.1944 | 0
| I. | TOILET PARTITIONS
|  | 1 | Ground Floor Male & Female Toilet Partition (JEBSEN Bescube) | 1 | 1 | set | 55677.322 | 55677.322 | 9825.4098 | 9825.4098 | 65502.7318 | 76913.5619 | 13572.9815 | 90486.5434 | 90486.5434 | 90486.5434 | 0
|  | 2 | Second Floor Male & Female Toilet Partition (JEBSEN Bescube) | 1 | 1 | set | 75602.744 | 75602.744 | 13341.6607 | 13341.6607 | 88944.4047 | 104438.8652 | 18430.388 | 122869.2532 | 122869.2532 | 122869.2532 | 0
|  | 3 | Urinal Partition (JEBSEN Bescube) | 1 | 1 | set | 3505.603 | 3505.603 | 618.6358 | 618.6358 | 4124.2389 | 4842.6973 | 854.5936 | 5697.2909 | 5697.2909 | 5697.2909 | 0
| J. | CABINETRY
|  | 1 | Overhead, Under counter cabinet & granite countertop @ Ground Floor Pantry | 1 | 1 | set | 51235.8065 | 51235.8065 | 21958.2028 | 21958.2028 | 73194.0092 | 70777.9797 | 30333.4199 | 101111.3996 | 101111.3996 | 101111.3996 | 0 | [6 empty] | ENTRANCE CANOPY SKYLIGHT
|  | 2 | Overhead, Under counter cabinet & granite countertop @ Second Floor Pantry | 1 | 1 | set | 77624.1935 | 77624.1935 | 33267.5115 | 33267.5115 | 110891.7051 | 107231.3286 | 45956.2837 | 153187.6123 | 153187.6123 | 153187.6123 | 0 | [9 empty] | KCI QTY | QTY | UNIT | UM | TM | UL | TL
|  | 3 | Granite countertop at toilets (model units excluded) | 6.3 | 6.5 | lm | 2993.832 | 19459.9078 | 2819.5675 | 18327.1889 | 37787.0968 | 4135.7284 | 3894.9966 | 8030.725 | 52199.7126 | 52199.7126 | 0 | [6 empty] | 10mm thk. Canadian Grey Color tempered |  |  | 34.9575 | 35 | sq.m | 4017.8571 | 140625 | 375 | 13125
[16 empty] | 0 | [7 empty] | 150Ømm Pipe Sched. 40 |  |  | 7 | 12 | lm | 370 | 4440 | 85 | 1020
| SUBTOTAL II | [6 empty] | 2807082.1761 |  | 985986.9235 | 3793069.0996 |  |  |  | 5239807.5959 | 5239807.5959 | 0 | [6 empty] | 200mmx 300mm x 6mm Tubular Steel |  |  | 11.8 | 12 | lm | 1513.9286 | 18167.1429 | 200 | 2400
III | ELECTRICALWORKS | [22 empty] | 50mmx 300mm x 6mm Tubular Steel |  |  | 52.575 | 54 | lm | 1060.7143 | 57278.5714 | 130 | 7020
| A. | LIGHTING FIXTURES | [21 empty] | 50mmx 150mm x 6mm Tubular Steel |  |  | 5.825 | 6 | lm | 315.4605 | 1892.7628 | 35 | 210
|  | 1 | 6" CFL Pin Light w/o diffuser | 67 | 67 | pcs | 342.8571 | 22971.4286 | 130 | 8710 | 31681.4286 | 457.7096 | 173.5482 | 631.2578 | 42294.2707 | 43765.2428 | -1470.9721 |  | 342.8571 |  | 475.7689 | 180.3957 |  | 50mm x 50mm x 3mm thk. SS cube w/ extruded aluminum and rubber gasket |  |  | 41.475 | 42 | lm | 293.75 | 12337.5 | 60 | 2520
|  | 2 | 150mmX150mm Recessed Pinlight w/ 13W CFL | 88 | 88 | pcs | 797.1429 | 70148.5714 | 130 | 11440 | 81588.5714 | 1064.1747 | 173.5482 | 1237.7229 | 108919.6188 | 112707.7849 | -3788.1661 |  | 797.1429 |  | 1106.1627 | 180.3957 |  | 0.60mm thk. SS End-Flashing |  |  | 5.83 | 6 | lm | 571.4286 | 3428.5714 | 150 | 900
|  | 3 | Porcelain Receptacle w/ 15W CFL | 4 | 4 | pcs | 247.619 | 990.4762 | 130 | 520 | 1510.4762 | 330.568 | 173.5482 | 504.1162 | 2016.4649 | 2086.5965 | -70.1316 |  | 247.619 |  | 343.6109 | 180.3957 |  | 300mmx 300mmx 20mm thk plate w/ |  |  | 2 | 2 | pcs | 847.8 | 1695.6 | 151 | 302
|  | 4 | 100X100X200mm Wall lamp w/ Glass Diffuser Alum | 18 | 18 | pcs | 1885.7143 | 33942.8571 | 210 | 3780 | 37722.8571 | 2517.4026 | 280.3471 | 2797.7497 | 50359.4946 | 52110.9709 | -1751.4763 |  | 1885.7143 |  | 2616.7289 | 291.4085 |  | 350mm x 450mmx 20mm thk. base plate w/ |  |  | 2 | 2 | pcs | 1483.2 | 2966.4 | 152 | 304
|  |  | CAS Body powder coated finish and 18W Warm White CFL | [20 empty] | 50mmx 300mm x 6mm Tubular Steel |  |  | 52.575 | 54 | lm | 1060.7143 | 57278.5714 | 130 | 7020
|  | 5 | Wall Lamp | 3 | 3 | pcs | 1542.8571 | 4628.5714 | 210 | 630 | 5258.5714 | 2059.693 | 280.3471 | 2340.0401 | 7020.1204 | 7264.2764 | -244.156 |  | 1542.8571 |  | 2140.96 | 291.4085 |  | 20mmØ anchor bolts |  |  | 16 | 16 | pcs | 160 | 2560 | 35 | 560
|  | 6 | 600mmX1200mm Lighting fixture w/ 4-36W Fluorescent | 44 | 44 | pcs | 3333.3333 | 146666.6667 | 210 | 9240 | 155906.6667 | 4449.9541 | 280.3471 | 4730.3012 | 208133.2521 | 215372.0153 | -7238.7632 |  | 3333.3333 |  | 4625.531 | 291.4085 |  | primer paint |  |  | 58 | 60 | sq.m | 65 | 3900 | 65 | 3900
|  |  | Lamp, 220V 60HZ (Phillips) w/ Mirrorized Louvers | [20 empty] | welding |  |  | 1 | 1 | lot | 2000 | 2000 | 500 | 500
|  | 7 | Emergency Light | 25 | 25 | pcs | 2952.381 | 73809.5238 | 210 | 5250 | 79059.5238 | 3941.3879 | 280.3471 | 4221.735 | 105543.3751 | 109214.1173 | -3670.7421 |  | 2952.381 |  | 4096.8989 | 291.4085 |  | consumables |  |  | 1 | 1 | lot | 2000 | 2000 | 1000 | 1000 |  |  |  | "FF-06" TILE INSTALLATION (per sq m) |  |  | unit | kci qty | qty | um | tm | ul | tl
|  | 8 | Exit Light | 4 | 4 | pcs | 2285.7143 | 9142.8571 | 210 | 840 | 9982.8571 | 3051.3971 | 280.3471 | 3331.7442 | 13326.9768 | 13790.4819 | -463.5051 |  | 2285.7143 |  | 3171.7927 | 291.4085 | [8 empty] | 310570.1199 |  | 40781 |  |  |  | 600mmx600mm tiles |  |  | pc | 2.77 | 3 | 373.8318 | 1121.4953 | 71.7 | 215.1
[37 empty] | tile adhesive |  |  | bag | 0.25 | 0.25 | 279.4118 | 69.8529 |  | 0
| B. | WIRES & CABLES |  |  |  |  | 0.87 |  | 0.85 | [27 empty] | tile grout |  |  | kg | 0.25 | 0.35 | 34.9057 | 12.217 |  | 0
|  | 1 | 2.0mm² THHN | 2284 | 2450 | lm | 17.2414 | 42241.3793 | 5.8824 | 14411.7647 | 56653.144 | 23.017 | 7.8529 | 30.8699 | 75631.1668 | 78261.5783 | -2630.4115 |  | 15 | 5 | 23.9252 | 8.1627 | [14 empty] | mortar (topping) included @ other item |  |  | sq m | 1 | 1 | 0 | 0 | 0 | 0
|  | 2 | 3.5mm² THHN | 6464 | 6880 | lm | 25.2874 | 173977.0115 | 8.2353 | 56658.8235 | 230635.835 | 33.7583 | 10.994 | 44.7523 | 307895.6624 | 318604.1088 | -10708.4465 |  | 22 | 7 | 35.0902 | 11.4278 | [21 empty] | 1203.5652 |  | 215.1
|  | 3 | 5.5mm² THHN | 1087 | 1215 | lm | 37.931 | 46086.2069 | 18.8235 | 22870.5882 | 68956.7951 | 50.6374 | 25.1292 | 75.7666 | 92056.3715 | 95258.0429 | -3201.6714 |  | 33 | 16 | 52.6354 | 26.1206
|  | 4 | 8mm² THHN | 1771 | 1880 | lm | 60.9195 | 114528.7356 | 18.8235 | 35388.2353 | 149916.9709 | 81.3267 | 25.1292 | 106.4559 | 200137.0908 | 207097.7518 | -6960.661 |  | 53 | 16 | 84.5356 | 26.1206
|  | 5 | 14mm² THHN | 21 | 23 | lm | 95.4023 | 2194.2529 | 29.4118 | 676.4706 | 2870.7235 | 127.3608 | 39.2643 | 166.6251 | 3832.3763 | 3965.6643 | -133.288 |  | 83 | 25 | 132.3859 | 40.8135 | [14 empty] | "WF-" Wall TILE INSTALLATION (per sq m) |  |  | unit | kci qty | qty | um | tm | ul | tl
|  | 6 | 22mm² THHN | 24 | 27 | lm | 149.4253 | 4034.4828 | 45.8824 | 1238.8235 | 5273.3063 | 199.4807 | 61.2523 | 260.733 | 7039.7912 | 7284.6314 | -244.8402 |  | 130 | 39 | 207.3514 | 63.6691 | [14 empty] | 600mmx200mm tiles "Accent" |  |  | pc | 8.33 | 9 | 122.6415 | 1103.7736 | 23.9 | 215.1
|  | 7 | 30mm² THHN | 9 | 11 | lm | 218.3908 | 2402.2989 | 67.0588 | 737.6471 | 3139.9459 | 291.5487 | 89.5226 | 381.0713 | 4191.7845 | 4337.5726 | -145.788 |  | 190 | 57 | 303.052 | 93.0548 | [14 empty] | tile adhesive |  |  | bag | 0.25 | 0.25 | 245.283 | 61.3208 |  | 0
|  | 8 | 50mm² THHN | 34 | 47 | lm | 356.3218 | 16747.1264 | 109.4118 | 5142.3529 | 21889.4794 | 475.6847 | 146.0632 | 621.7479 | 29222.1534 | 30238.4843 | -1016.3309 |  | 310 | 93 | 494.4533 | 151.8263 | [14 empty] | tile grout |  |  | kg | 0.25 | 0.35 | 34.9057 | 12.217 |  | 0
|  | 9 | 150mm² THHN | 27 | 37 | lm | 1018.3908 | 37680.4598 | 311.7647 | 11535.2941 | 49215.7539 | 1359.5377 | 416.2016 | 1775.7393 | 65702.3534 | 67987.4461 | -2285.0927 |  | 886 | 265 | 1413.1795 | 432.6232 | [14 empty] | mortar (topping) included @ other item |  |  | sq m | 1 | 1 | 0 | 0 | 0 | 0
|  | 10 | 250mm² THHN | 102 | 125 | lm | 1650.5747 | 206321.8391 | 505.8824 | 63235.2941 | 269557.1332 | 2203.4945 | 675.346 | 2878.8405 | 359855.0592 | 372370.6257 | -12515.5665 |  | 1436 | 430 | 2290.4353 | 701.9923 | [21 empty] | 1177.3113 |  | 215.1
| C. | SWITCHES & OUTLETS
|  | 1 | One Gang switch | 24 | 24 | sets | 108.046 | 2593.1034 | 44.7059 | 1072.9412 | 3666.0446 | 144.2399 | 59.6817 | 203.9216 | 4894.1191 | 5064.3339 | -170.2148 |  | 94 | 38 | 149.931 | 62.0365 | [14 empty] | "WF-" Wall TILE INSTALLATION (per sq m) |  |  | unit | kci qty | qty | um | tm | ul | tl
|  | 2 | Two Gang switch | 6 | 6 | sets | 163.2184 | 979.3103 | 52.9412 | 317.6471 | 1296.9574 | 217.8943 | 70.6757 | 288.57 | 1731.4203 | 1791.6381 | -60.2179 |  | 142 | 45 | 226.4915 | 73.4643 | [14 empty] | 600mmx200mm tiles "Field" |  |  | pc | 8.33 | 9 | 134.9057 | 1214.1509 | 23.9 | 215.1
|  | 3 | Three Gang switch | 3 | 3 | sets | 235.6322 | 706.8966 | 72.9412 | 218.8235 | 925.7201 | 314.5657 | 97.3755 | 411.9412 | 1235.8236 | 1278.8048 | -42.9813 |  | 205 | 62 | 326.9772 | 101.2175 | [14 empty] | tile adhesive |  |  | bag | 0.25 | 0.25 | 245.283 | 61.3208 |  | 0
|  | 4 | Three Way switch | 4 | 4 | sets | 168.9655 | 675.8621 | 51.7647 | 207.0588 | 882.9209 | 225.5666 | 69.1052 | 294.6718 | 1178.6872 | 1219.6813 | -40.9941 |  | 147 | 44 | 234.4666 | 71.8318 | [14 empty] | tile grout |  |  | kg | 0.25 | 0.35 | 34.9057 | 12.217 |  | 0
|  | 5 | 2-Gang CO w/ ground rod | 104 | 104 | sets | 275.8621 | 28689.6552 | 84.7059 | 8809.4118 | 37499.0669 | 368.2721 | 113.0812 | 481.3532 | 50060.7377 | 51801.8234 | -1741.0857 |  | 240 | 72 | 382.8026 | 117.5429 | [14 empty] | mortar (topping) included @ other item |  |  | sq m | 1 | 1 | 0 | 0 |  | 0
|  | 6 | 1-Gang CO w/ ground | 5 | 5 | sets | 180.4598 | 902.2989 | 55.2941 | 276.4706 | 1178.7694 | 240.9113 | 73.8169 | 314.7282 | 1573.641 | 1628.3714 | -54.7304 |  | 157 | 47 | 250.4167 | 76.7294 | [21 empty] | 1287.6887 |  | 215.1
|  | 7 | 2-Gang CO w/ ground slot wp | 10 | 10 | sets | 758.6207 | 7586.2069 | 155.2941 | 1552.9412 | 9139.1481 | 1012.7482 | 207.3155 | 1220.0637 | 12200.6368 | 12624.9684 | -424.3316 |  | 660 | 132 | 1052.707 | 215.4953
| D. | PANEL BOARDS |  |  |  |  | 0.87
|  | 1 | 400A 3P MCB in NEMA 4X | 1 | 1 | set | 20235.6322 | 20235.6322 | 4117.6471 | 4117.6471 | 24353.2792 | 27014.2902 | 5497.0021 | 32511.2923 | 32511.2923 | 33642.0176 | -1130.7254 |  | 17605 | 3500 | 28080.163 | 5713.8912
|  | 2 | 70A 3P Lugs only, 18-20A2PCB | 1 | 1 | set | 24827.5862 | 24827.5862 | 5882.3529 | 5882.3529 | 30709.9391 | 33144.4855 | 7852.8601 | 40997.3457 | 40997.3457 | 42423.2114 | -1425.8658 |  | 21600 | 5000 | 34452.2306 | 8162.7017
|  | 3 | 100A 3P Lugs only, 18-20A2PCB | 1 | 1 | set | 24827.5862 | 24827.5862 | 5882.3529 | 5882.3529 | 30709.9391 | 33144.4855 | 7852.8601 | 40997.3457 | 40997.3457 | 42423.2114 | -1425.8658 |  | 21600 | 5000 | 34452.2306 | 8162.7017 | [14 empty] | PEBBLES(per sq m) |  | unit | kci qty | qty | um | tm | ul | tl
|  | 4 | 300A 3P Lugs only, 2-20A2PCB | 1 | 1 | set | 25280.4598 | 25280.4598 | 4117.6471 | 4117.6471 | 29398.1068 | 33749.0655 | 5497.0021 | 39246.0676 | 39246.0676 | 40611.0249 | -1364.9572 |  | 21994 | 3500 | 35080.6648 | 5713.8912 | [15 empty] | sand | cu m | 0.008 | 0.01 | 1000 | 10 | 600 | 6
|  | 5 | 2-30A 2PCB, 9-50A2PCB, 5-50A3PCB | 1 | 1 | set | 49827.5862 | 49827.5862 | 5882.3529 | 5882.3529 | 55709.9391 | 66519.1411 | 7852.8601 | 74372.0013 | 74372.0013 | 76958.6197 | -2586.6184 |  | 43350 | 5000 | 69143.7128 | 8162.7017 | [15 empty] | cement | bag | 0.144 | 0.17 | 213.9535 | 36.3721 | 150 | 25.5
|  |  | 400A 3PCB, 1-70A3PCB, 1-100A3PCB | [34 empty] | pebbles | bag | 5 | 5 | 47.619 | 238.0952 | 20 | 100
|  | 6 | 20A 2P w/ NEMA 3R | 2 | 2 | sets | 1206.8966 | 2413.7931 | 305.8824 | 611.7647 | 3025.5578 | 1611.1903 | 408.3487 | 2019.539 | 4039.078 | 4179.555 | -140.477 |  | 1050 | 260 | 1674.7612 | 424.4605 | [20 empty] | 284.4673 |  | 131.5
|  | 7 | 30A 2P w/ NEMA 3R | 2 | 2 | sets | 1206.8966 | 2413.7931 | 305.8824 | 611.7647 | 3025.5578 | 1611.1903 | 408.3487 | 2019.539 | 4039.078 | 4179.555 | -140.477 |  | 1050 | 260 | 1674.7612 | 424.4605
|  | 8 | 50A 2P w/ NEMA 3R | 9 | 9 | sets | 1206.8966 | 10862.069 | 305.8824 | 2752.9412 | 13615.0101 | 1611.1903 | 408.3487 | 2019.539 | 18175.851 | 18807.9973 | -632.1464 |  | 1050 | 260 | 1674.7612 | 424.4605 | [14 empty] | Ramp railing |  | unit | kci qty | qty | um | tm | ul | tl
|  | 9 | 50A 3P w/ NEMA 3R | 5 | 5 | sets | 3333.3333 | 16666.6667 | 470.5882 | 2352.9412 | 19019.6078 | 4449.9541 | 628.2288 | 5078.1829 | 25390.9144 | 26273.9969 | -883.0824 |  | 2900 | 400 | 4625.531 | 653.0161 | [14 empty] | 38mm dia. B.I pipe |  | lm | 26 | 30 | 257.1429 | 7714.2857 | 150 | 4500
|  | 10 | 1/2" Flexible Pipe | 240 | 247 | mts | 31.7813 | 7849.9921 | 12.9412 | 3196.4706 | 11046.4626 | 42.4277 | 17.2763 | 59.7039 | 14746.8754 | 15259.7639 | -512.8884 |  | 27.6498 | 11 | 44.1017 | 17.9579 | [14 empty] | 6mm thk steel plate w/ 50mm long bar |  | pcs | 10 | 10 | 250 | 2500 | 65 | 650
|  | 11 | 1/2" Flexible Connector | 240 | 247 | pcs | 18.3908 | 4542.5287 | 7.0588 | 1743.5294 | 6286.0581 | 24.5515 | 9.4234 | 33.9749 | 8391.801 | 8683.6634 | -291.8624 |  | 16 | 6 | 25.5202 | 9.7952 | [14 empty] | 6mm thk steel plate w/ 12mmØ 75mm long bar |  | pcs | 10 | 10 | 280 | 2800 | 70 | 700
|  | 12 | Electrical Tape Big | 95 | 100 | pcs | 28.7356 | 2873.5632 | 10.5882 | 1058.8235 | 3932.3867 | 38.3617 | 14.1351 | 52.4968 | 5249.6821 | 5432.2633 | -182.5811 |  | 25 | 9 | 39.8753 | 14.6929 | [14 empty] | plain cement w/ 10mmx10mm reveal |  | sq.m | 5.4 | 6 | 160 | 960 | 145 | 870
|  | 13 | Sub-meter | 2 | 2 | units | 15238.0952 | 30476.1905 | 7058.8235 | 14117.6471 | 44593.8375 | 20342.6472 | 9423.4322 | 29766.0794 | 59532.1588 | 61602.6554 | -2070.4966 |  | 25 | 6000 | 21145.2844 | 9795.242 | [14 empty] | plain cement w/ 10mmx10mm reveal |  | sq.m | 5.4 | 6 | 160 | 960 | 145 | 870
[37 empty] | automotive lacquer paint |  | lm | 26 | 32 | 90 | 2880 | 90 | 2880
| E. | TELEPHONE & DATA | [34 empty] | concrete |  | cu.m | 1.08 | 1.25 | 3619.0476 | 4523.8095 | 800 | 1000
|  | 1 | # 22/3C Telephone wire | 1337 | 1446 | lm | 10 | 14460 | 4.7059 | 6804.7059 | 21264.7059 | 13.3499 | 6.2823 | 19.6322 | 28388.0894 | 29375.412 | -987.3226 |  |  | 4 | 13.8766 | 6.5302 | [14 empty] | rebar |  | kgs | 63.8176 | 75 | 31.4286 | 2357.1429 | 12 | 900
|  | 2 | CAT 5 UTP Cable | 1113 | 1320 | lm | 25 | 33000 | 10.5882 | 13976.4706 | 46976.4706 | 33.3747 | 14.1351 | 47.5098 | 62712.9411 | 64894.0636 | -2181.1226 |  |  | 9 | 34.6915 | 14.6929 | [14 empty] | formworks |  | sq.m | 2.7 | 3 | 220 | 660 | 200 | 600
|  | 3 | 1 - Gang Telephone Outlet | 33 | 33 | sets | 258 | 8514 | 117.6471 | 3882.3529 | 12396.3529 | 344.4264 | 157.0572 | 501.4836 | 16548.9604 | 17124.5244 | -575.564 |  |  | 100 | 358.0161 | 163.254 | [14 empty] | consumables |  | lot | 1 | 1 | 1000 | 1000 | 800 | 800
|  | 4 | 1 - Gang Data Outlet | 33 | 33 | sets | 456 | 15048 | 117.6471 | 3882.3529 | 18930.3529 | 608.7537 | 157.0572 | 765.8109 | 25271.7604 | 26150.6987 | -878.9383 |  |  | 100 | 632.7726 | 163.254 | [20 empty] | 26355.2381 |  | 13770
|  | 1 | Telephone Terminal Cabinet | 1 | 1 | pc | 4500 | 4500 | 1058.8235 | 1058.8235 | 5558.8235 | 6007.438 | 1413.5148 | 7420.9528 | 7420.9528 | 7679.0496 | -258.0968 |  |  | 900 | 6244.4668 | 1469.2863
|  | 2 | Data Cabinet | 1 | 1 | pc | 15000 | 15000 | 3529.4118 | 3529.4118 | 18529.4118 | 20024.7933 | 4711.7161 | 24736.5094 | 24736.5094 | 25596.832 | -860.3226 |  |  | 3000 | 20814.8893 | 4897.621
|  | 3 | 2RU cable management | 1 | 1 | unit | 12000 | 12000 | 529.4118 | 529.4118 | 12529.4118 | 16019.8347 | 706.7574 | 16726.5921 | 16726.5921 | 17308.334 | -581.7419 |  |  | 450 | 16651.9115 | 734.6432 | [9 empty] | 40999
|  | 4 | Patch panel 24 Port | 2 | 2 | pcs | 5612 | 11224 | 2352.9412 | 4705.8824 | 15929.8824 | 7491.9427 | 3141.1441 | 10633.0867 | 21266.1735 | 22005.7996 | -739.6261 |  |  | 2000 | 7787.5439 | 3265.0807
|  | 5 | Miscellaneous | 1 | 1 | lot | 13488.3721 | 13488.3721 | 8823.5294 | 8823.5294 | 22311.9015 | 18006.7909 | 11779.2902 | 29786.0811 | 29786.0811 | 30822.0251 | -1035.944 |  |  | 7500 | 18717.2648 | 12244.0525 | DESCRIPTION | QTY | UNIT | UNIT PRICE (Php) |  |  | AMOUNT (Php) | [6 empty] | top | SB
[16 empty] | 0 |  |  |  | 1. LAVATORY COUNTERTOP, Dim. 600mm x 1800mm with 150mm Splash Board and 200mm Fascia Board | [11 empty] | 0.6 | 1.8 | 1.08 | 2.4 | 0.6 | 0.15
| SUBTOTAL III | [6 empty] | 1400979.8978 |  | 364281.7647 | 1765261.6625 |  |  |  | 2356600 | 2438561.2877 | -81961.2877 | 2449581.7427 |  | MATERIAL |  |  | JET BLACK | 2.268 | m2 | P | 2300 | /m2 | P | 5216.4 |  | 0.15 | 1.8 | 0.27 | 1.95 | 1.8 | 0.6
VI | PLUMBING WORKS (MODEL UNITS EXCLUDED) | [14 empty] | 0 |  | 2356600 | [9 empty] | Material Cost : | P | 5216.4 |  | 0.15 | 0.6 | 0.09 | 0.75 | 0.15 | 1.8
| A. | TOILET/KITCHEN FIXTURES | [13 empty] | 0 |  | -92981.7427 | [13 empty] | 0.15 | 0.6 | 0.09 | 0.75 |  | 0.6
|  | 1 | Water closet (OSM) | 10 | 10 | sets |  | 0 | 850 | 8500 | 8500 | 0 | 1174.2039 | 1174.2039 | 11742.0388 | 11742.0388 | 0 |  |  | LABOR |  |  | Installation works | 1.89 | m2 | P | 400 | /m2 | P | 756 |  | 0.2 | 1.8 | 0.36 | 2 |  | 0.2
|  | 2 | Urinal (OSM) | 3 | 3 | sets |  | 0 | 850 | 2550 | 2550 | 0 | 1174.2039 | 1174.2039 | 3522.6116 | 3522.6116 | 0 | [5 empty] | Cutting Works | 7.85 | m2 |  | 100 | /m2 |  | 785
|  | 3 | Lavatory (OSM) | 7 | 7 | sets |  | 0 | 700 | 4900 | 4900 | 0 | 966.9914 | 966.9914 | 6768.94 | 6768.94 | 0 | [5 empty] | Top Flat Edge Polished | 2.55 | lm |  | 400 | /lm |  | 1020
|  | 4 | Lavatory Faucet (OSM) | 7 | 7 | sets |  | 0 | 400 | 2800 | 2800 | 0 | 552.5665 | 552.5665 | 3867.9657 | 3867.9657 | 0 | [5 empty] | SB Flat Edge Polished | 3.35 | lm |  | 400 | /lm |  | 1340
|  | 5 | Stainless Steel Kitchen Sink | 2 | 2 | sets | 3738.3178 | 7476.6355 | 500 | 1000 | 8476.6355 | 5164.1732 | 690.7082 | 5854.8814 | 11709.7627 | 11709.7627 | 0 | [5 empty] | Sink Hole | 2 | hole |  | 500 | /hole |  | 1000 |  |  |  | 1.89 | 7.85 | 2.55 | 3.35
|  | 6 | Kitchen Sink Faucet (OSM) | 2 | 2 | sets |  | 0 | 500 | 1000 | 1000 | 0 | 690.7082 | 690.7082 | 1381.4163 | 1381.4163 | 0 | [10 empty] | Labor Cost : | P | 4901
|  | 7 | Slop Sink Faucet (OSM) | 2 | 2 | sets |  | 0 | 300 | 600 | 600 | 0 | 414.4249 | 414.4249 | 828.8498 | 828.8498 | 0 | [10 empty] | Sub-Total Materials and Labor Cost : | P | 10117.4 | [9 empty] | Septic Tank
|  | 8 | Hygienical Spray (OSM) | 10 | 10 | sets |  | 0 | 350 | 3500 | 3500 | 0 | 483.4957 | 483.4957 | 4834.9572 | 4834.9572 | 0 | [23 empty] | unit | kci qty | qty | um | tm | ul | tl
|  | 9 | Floor Drain | 12 | 12 | sets | 523.8095 | 6285.7143 | 250 | 3000 | 9285.7143 | 723.599 | 345.3541 | 1068.9531 | 12827.4374 | 12827.4374 | 0 | [21 empty] | excavation |  | cu.m | 27.45 | 28 | 30 | 840 | 350 | 9800
|  | 10 | Grease Trap 5GPM | 2 | 2 | sets | 5714.2857 | 11428.5714 | 1500 | 3000 | 14428.5714 | 7893.8076 | 2072.1245 | 9965.9321 | 19931.8642 | 19931.8642 | 0 | [18 empty] | top | SB |  | concrete |  | cu.m | 7.7985 | 8 | 3317.3077 | 26538.4615 | 650 | 5200
|  | 11 | Miscellaneous | 1 | 1 | lot | 10000 | 10000 | 4000 | 4000 | 14000 | 13814.1633 | 5525.6653 | 19339.8286 | 19339.8286 | 19339.8286 | 0 |  |  | ITEM |  |  | DESCRIPTION | QTY | UNIT | UNIT PRICE (Php) |  |  | AMOUNT (Php) | [9 empty] | formworks |  | sq.m | 79.6875 | 80 | 192.3077 | 15384.6154 | 200 | 16000
|  | 12 | Sub-meter | 2 | 2 | sets | 8737.8641 | 17475.7282 | 2000 | 4000 | 21475.7282 | 12070.6281 | 2762.8327 | 14833.4608 | 29666.9216 | 29666.9216 | 0 |  |  | ITEM |  |  | DESCRIPTION | QTY | UNIT | UNIT PRICE (Php) |  |  | AMOUNT (Php) | [9 empty] | rebar |  | kg | 1052.7975 | 1105.4374 | 31.7308 | 35076.3782 | 8 | 8843.499
|  | 13 | Septic Tank (As Per Plan) | 1 | 1 | unit | 83300.9936 | 83300.9936 | 42343.499 | 42343.499 | 125644.4926 | 115073.3529 | 58494.001 | 173567.3539 | 173567.3539 | 173567.3539 | 0 |  |  | ITEM |  |  | DESCRIPTION | QTY | UNIT | UNIT PRICE (Php) |  |  | AMOUNT (Php) | [9 empty] | manhole |  | set | 3 | 3 | 1153.8462 | 3461.5385 | 500 | 1500
[20 empty] | 2. LAVATORY COUNTERTOP, Dim. 600mm x 1000mm with 150mm Splash Board and 200mm Fascia Board | [11 empty] | 0.6 | 1 | 0.6 | 1.6 | 0.6 | 0.15 |  | consumables |  | lot | 1 | 1 | 2000 | 2000 | 1000 | 1000
| B. | TOILET ACCESSORIES | [17 empty] | MATERIAL |  |  | JET BLACK | 1.548 | m2 | P | 2300 | /m2 | P | 3560.4 |  | 0.15 | 1 | 0.15 | 1.15 | 1 | 0.6 | [7 empty] | 83300.9936 |  | 42343.499
|  | 1 | American Standard Automatic Hand dryer (OSM) | 5 | 5 | pcs |  | 0 | 1000 | 5000 | 5000 | 0 | 1381.4163 | 1381.4163 | 6907.0817 | 6907.0817 | 0
|  | 2 | Toilet Paper Holder (OSM) | 10 | 10 | pcs |  | 0 | 250 | 2500 | 2500 | 0 | 345.3541 | 345.3541 | 3453.5408 | 3453.5408 | 0 | [10 empty] | Material Cost : | P | 3560.4 |  | 0.15 | 0.6 | 0.09 | 0.75 | 0.15 | 1
|  | 3 | Stainless Steel Grab Bar | 1 | 1 | set | 3870.9677 | 3870.9677 | 700 | 700 | 4570.9677 | 5347.4181 | 966.9914 | 6314.4095 | 6314.4095 | 6314.4095 | 0 | [14 empty] | 0.15 | 0.6 | 0.09 | 0.75 |  | 0.6
|  | 4 | 1100mm x 60mm x 6mm THK mirror on 6mm THK marine plywood backing | 7 | 7 | sets | 2337.1111 | 16359.7778 | 1200 | 8400 | 24759.7778 | 3228.5235 | 1657.6996 | 4886.2231 | 34203.5614 | 34203.5614 | 0 |  |  | LABOR |  |  | Installation works | 1.29 | m2 | P | 400 | /m2 | P | 516 |  | 0.2 | 1.8 | 0.36 | 2 |  | 0.2
|  | 5 | Ga. 18 steel shelving 250mm x 600mm | 2 | 2 | pcs | 3000 | 6000 | 450 | 900 | 6900 | 4144.249 | 621.6373 | 4765.8863 | 9531.7727 | 9531.7727 | 0 | [5 empty] | Cutting Works | 6.25 | m2 |  | 100 | /m2 |  | 625
|  | 6 | Mop Rack | 2 | 2 | pcs | 3500 | 7000 | 450 | 900 | 7900 | 4834.9572 | 621.6373 | 5456.5945 | 10913.189 | 10913.189 | 0 | [5 empty] | Top Flat Edge Polished | 1.75 | lm |  | 400 | /lm |  | 700
|  | 7 | Aluminum Tile Trim | 41.04 | 42 | lm | 186.0465 | 7813.9535 | 165 | 6930 | 14743.9535 | 257.0077 | 227.9337 | 484.9414 | 20367.5381 | 20367.5381 | 0 | [5 empty] | SB Flat Edge Polished | 2.55 | lm |  | 400 | /lm |  | 1020
|  | 8 | 1.2mm THK Stainless Steel End Cap | 1.2 | 2.4 | lm | 1720.9302 | 4130.2326 | 260 | 624 | 4754.2326 | 2377.3211 | 359.1682 | 2736.4894 | 6567.5745 | 6567.5745 | 0 | [5 empty] | Sink Hole | 1 | hole |  | 500 | /hole |  | 500
[28 empty] | Labor Cost : | P | 3361 |  |  |  | 1.29 | 6.25 | 1.75 | 2.55
[16 empty] | 0 | [11 empty] | Sub-Total Materials and Labor Cost : | P | 6921.4
| SUBTOTAL VI | [6 empty] | 181142.5746 |  | 107147.499 | 288290.0736 |  |  |  | 398248.6155 | 398248.6155 | 0
| GRAND TOTAL AMOUNT (VAT INC.) | [6 empty] | 5309806.7462 |  | 1843692.8642 | 7153499.6104 | 9799999.8924 |  |  |  | 9881961.1801 | -81961.2877
[20 empty] | ITEM |  |  | DESCRIPTION | QTY | UNIT | UNIT PRICE (Php) |  |  | AMOUNT (Php) | [6 empty] | top | SB
[20 empty] | 3. LAVATORY COUNTERTOP, Dim. 600mm x 2250mm with 100mm Splash Board and 65mm Fascia Board | [11 empty] | 0.6 | 2.25 | 1.35 | 2.85 | 0.6 | 0.1
[20 empty] | MATERIAL |  |  | JET BLACK | 2.2095 | m2 | P | 2300 | /m2 | P | 5081.85 |  | 0.1 | 2.25 | 0.225 | 2.35 | 2.25 | 0.6
[28 empty] | Material Cost : | P | 5081.85 |  | 0.1 | 0.6 | 0.06 | 0.7 | 0.1 | 2.25
Prepared by: | [31 empty] | 0.1 | 0.6 | 0.06 | 0.7 |  | 0.6
[20 empty] | LABOR |  |  | Installation works | 1.8413 | m2 | P | 400 | /m2 | P | 736.5 |  | 0.065 | 2.25 | 0.14625 | 2.315 |  | 0.1
For KONSTRUKTURA | [22 empty] | Cutting Works | 8.915 | m2 |  | 100 | /m2 |  | 891.5
[23 empty] | Top Flat Edge Polished | 2.95 | lm |  | 400 | /lm |  | 1180
[23 empty] | SB Flat Edge Polished | 3.65 | lm |  | 400 | /lm |  | 1460
Engr. Gerald Borja | [22 empty] | Sink Hole | 1 | hole |  | 500 | /hole |  | 500 |  |  |  | 1.8413 | 8.915 | 2.95 | 3.65
Engineering Department | [27 empty] | Labor Cost : | P | 4768
[28 empty] | Sub-Total Materials and Labor Cost : | P | 9849.85
[20 empty] | ITEM |  |  | DESCRIPTION | QTY | UNIT | UNIT PRICE (Php) |  |  | AMOUNT (Php) | [6 empty] | top | SB
[20 empty] | 4. LAVATORY COUNTERTOP, Dim. 600mm x 3200mm with 100mm Splash Board and 65mm Fascia Board | [11 empty] | 0.6 | 3.2 | 1.92 | 3.8 | 0.6 | 0.1
[13 empty] | DC |  | 7153499.6104 |  |  |  |  | MATERIAL |  |  | JET BLACK | 3.0816 | m2 | P | 2300 | /m2 | P | 7087.68 |  | 0.1 | 3.2 | 0.32 | 3.3 | 3.2 | 0.6
[28 empty] | Material Cost : | P | 7087.68 |  | 0.1 | 0.6 | 0.06 | 0.7 | 0.1 | 3.2
[9 empty] | Mobilization |  | incl | CONT | 214604.9883 |  | 7368104.5988 | [16 empty] | 0.1 | 0.6 | 0.06 | 0.7 |  | 0.6
[9 empty] | Demobilization |  | incl | OH | 328828.3499 |  | 7696932.9487 |  |  |  |  | LABOR |  |  | Installation works | 2.568 | m2 | P | 400 | /m2 | P | 1027.2 |  | 0.065 | 3.2 | 0.208 | 3.265 |  | 0.1
[9 empty] | Bonds/Ins |  | by owner | OTHERS |  |  | 7696932.9487 | [7 empty] | Cutting Works | 11.765 | m2 |  | 100 | /m2 |  | 1176.5
[9 empty] | Permits |  | by owner | PROF | 1154539.9423 |  | 8851472.891 | [7 empty] | Top Flat Edge Polished | 3.9 | lm |  | 400 | /lm |  | 1560
[8 empty] | ?? | Contractors Tax |  |  | TAX | 885147.2891 |  | 9736620.1801 |  | 63379.7123 | [5 empty] | SB Flat Edge Polished | 4.6 | lm |  | 400 | /lm |  | 1840
[9 empty] | Supervision |  | incl | [11 empty] | Sink Hole | 1 | hole |  | 500 | /hole |  | 500 |  |  |  | 2.568 | 11.765 | 3.9 | 4.6
[9 empty] | TK/Foreman |  | 64761.9048 | GT W/O VAT | 2583120.5697 |  | 9881961.1801 | [12 empty] | Labor Cost : | P | 6103.7
[9 empty] | ofc staff |  | 30000 | GT W/VAT | 2583120.5697 |  | . | [12 empty] | Sub-Total Materials and Labor Cost : | P | 13191.38
[9 empty] | ofc suppplies |  | 15000
[9 empty] | Transportation Staff |  | 18000
[9 empty] | Communication |  | 18000
[8 empty] | xx | Tools/equipt.
[9 empty] | Barracks |  | 37209.3023
[9 empty] | temfacil |  | incl
[8 empty] | xx | TOILET | [13 empty] | facial mirror |  |  | unit | kci qty | qty | um | tm | ul | tl
[9 empty] | H. Keeping |  | 16000 | [11 empty] | 6mm THK mirror |  |  | sq.ft | 7.1005 | 8 | 200 | 1600 |  | 0
[9 empty] | Demolition |  | incl | [11 empty] | edge polish |  |  | lm | 3.4 | 3.5 | 20 | 70 |  | 0
[8 empty] | xx | handling | [13 empty] | 1" wide beveled |  |  | lm | 3.4 | 3.5 | 16 | 56 |  | 0
[8 empty] | xx | hauling materials | [13 empty] | plywood backing |  |  | sq.m | 0.66 | 0.8 | 138.8889 | 111.1111 |  | 0
[8 empty] | xx | hauling out of debris | [13 empty] | consumables |  |  | lot | 1 | 1 | 500 | 500 |  | 0
[8 empty] | xx | utilities water | [20 empty] | 2337.1111 |  | 0
[8 empty] | xx?? | utilities electric
[9 empty] | temp util deposits |  | 15000
[8 empty] | xx | safety
[9 empty] | Rep |  | 15000
[9 empty] | bodegero w/ cellphone |  | 42857.1429 | [11 empty] | 6mm THK coated glass |  |  | sq.m | 12.6 | 13 | 3752.9302 | 48788.093 | 1313.5256 | 17075.8326
[9 empty] | Professional Fee |  | none | [11 empty] | consumables |  |  | lot | 1 | 1 | 2000 | 2000 | 1000 | 1000
[9 empty] | reports |  | 10000 | [18 empty] | 50788.093 |  | 18075.8326
Plans
[9 empty] | As-built plans |  | incl
[9 empty] | Shop drawing |  | 3500
[9 empty] | Board up |  | incl
[9 empty] | Signboards |  | 3500
[9 empty] | Signals & warnings |  | 3500
[9 empty] | Sec guard |  | 0
[9 empty] | Protection of prop |  | 12000
[9 empty] | exhaust fans/vac |  | none
[9 empty] | ads |  | 8500
[9 empty] | messenger |  | 8500
[9 empty] | janitor |  | none
[8 empty] | xx | Testing and Commissioning
[9 empty] | Restoration |  | none
[9 empty] | Nurse |  | none
[9 empty] | Final Cleaning |  | 7500
Scaffolding
[9 empty] | Line/Grade |  | by owner
[8 empty] | xx | Health Certificate
Warranty
Note on H39: Add-on 2: tama naman ung price
Note on E54: KCI PC#04-1: ung 85 para sa stair under slab (main & fire exit stair)
Note on E55: KCI PC#04-1: yung 46 sq.m para sa ficemboard parapet
Note on H59: KCI PC#04-1: kasama painting dito
Note on J59: KCI PC#04-1: kasama painting dito
Note on H60: KCI PC#04-1: kasama painting dito
Note on J60: KCI PC#04-1: kasama painting dito
Note on H62: KCI PC#04-1: kasama paintng dito
Note on J62: KCI PC#04-1: kasama painting dito
Note on E66: KCI PC#04-1: ilalim ng hagdan (main stair at fire exit) nasama na to sa structural works.
Note on H76: KCI PC#04-1: kasama na hamba at pintura ng hamba( labor & material)
Note on H77: KCI PC#04-1: kasama na hamba at pintura ng hamba( labor & material)
Note on H78: KCI PC#04-1: kasama na hamba at pintura ng hamba( labor & material)
Note on H79: KCI PC#04-1: kasama na hamba at pintura ng hamba( labor & material)
Note on H80: KCI PC#04-1: kasama na hamba at pintura ng hamba( labor & material)
Note on D81: KCI PC#04-1: By: Rapid Forming
Note on H81: KCI PC#04-1: POWDER COATED FINISH NA.
Note on D83: KCI PC#04-1: By: Rapid Forming
Note on H83: KCI PC#04-1: POWDER COATED FINISH NA.
Note on E124: KCI PC#04-1: 3 pcs. Per door
Note on E127: 4 pcs. Per door( metal door w/ panic device)
Note on H215: KCI PC#04-1: kasama na dito ung sa meter post
Note on W215: KCI PC#04-1: kasam na dito ung sa meter post
Note on S218: KCI PC#04-1: discounted price
Note on D229: KCI PC#04-1: 5GPM
Note on H231: KCI PC#04-1: ung 2000 para sa magiging add'l na tubo
Note on D239: KCI PC#04-1: at slop sink
Note on H239: KCI PC#04-1: pinresyohan q lang.
Note on D240: KCI PC#04-1: at slop sink
Note on H240: KCI PC#04-1: pinresyohan q lang.
Note on D242: KCI PC#04-1: @ slop sink
Note on L289: PPE